## Component Catalog
ID | System | Subsystem | Component Class | Component Assembly Type | Units | Attribute-Subtype1 | Attribute-Subtype2 | Attribute-Size1 | Attribute-Size2 | Attribute-Other1 | Attribute-Other2
30212 | A10 FOUNDATIONS | A1010 STANDARD FOUNDATIONS | A101001 WALL FOUNDATIONS | Subgrade Wall | SF | SubgradeWall_Type=Foundation Wall;
41000 | A10 FOUNDATIONS | A1010 STANDARD FOUNDATIONS | A101001 WALL FOUNDATIONS | Wall Footing | LF | WallFooting_Type=General;
21351 | A10 FOUNDATIONS | A1010 STANDARD FOUNDATIONS | A101001 WALL FOUNDATIONS | Wall Footing | LF | WallFooting_Type=Grade Beam;
42000 | A10 FOUNDATIONS | A1010 STANDARD FOUNDATIONS | A101001 WALL FOUNDATIONS | Wall Footing | LF | WallFooting_Type=Other;
21350 | A10 FOUNDATIONS | A1010 STANDARD FOUNDATIONS | A101001 WALL FOUNDATIONS | Wall Footing | LF | WallFooting_Type=Strip Footing;
43000 | A10 FOUNDATIONS | A1010 STANDARD FOUNDATIONS | A101001 WALL FOUNDATIONS | Wall Footing | LF | WallFooting_Type=Unknown;
41001 | A10 FOUNDATIONS | A1010 STANDARD FOUNDATIONS | A101002 COLUMN FOUNDATIONS & PILE CAPS | Column Footing | EA | ColumnFooting_Type=General;
42001 | A10 FOUNDATIONS | A1010 STANDARD FOUNDATIONS | A101002 COLUMN FOUNDATIONS & PILE CAPS | Column Footing | EA | ColumnFooting_Type=Other;
21347 | A10 FOUNDATIONS | A1010 STANDARD FOUNDATIONS | A101002 COLUMN FOUNDATIONS & PILE CAPS | Column Footing | EA | ColumnFooting_Type=Spread Footing;
43001 | A10 FOUNDATIONS | A1010 STANDARD FOUNDATIONS | A101002 COLUMN FOUNDATIONS & PILE CAPS | Column Footing | EA | ColumnFooting_Type=Unknown;
30001 | A10 FOUNDATIONS | A1010 STANDARD FOUNDATIONS | A101002 COLUMN FOUNDATIONS & PILE CAPS | Pier | EA
30002 | A10 FOUNDATIONS | A1010 STANDARD FOUNDATIONS | A101002 COLUMN FOUNDATIONS & PILE CAPS | Pier | EA | Pier_Material=Concrete;
30003 | A10 FOUNDATIONS | A1010 STANDARD FOUNDATIONS | A101002 COLUMN FOUNDATIONS & PILE CAPS | Pier | EA | Pier_Material=Steel;
30004 | A10 FOUNDATIONS | A1010 STANDARD FOUNDATIONS | A101002 COLUMN FOUNDATIONS & PILE CAPS | Pier | EA | Pier_Material=Wood;
21348 | A10 FOUNDATIONS | A1010 STANDARD FOUNDATIONS | A101002 COLUMN FOUNDATIONS & PILE CAPS | Pile Cap | EA
21349 | A10 FOUNDATIONS | A1010 STANDARD FOUNDATIONS | A101090 OTHER STANDARD FOUNDATIONS | Foundation System | EA | FoundationSys_Type=Standard; | FoundationSys_Material=Other;
41003 | A10 FOUNDATIONS | A1010 STANDARD FOUNDATIONS | A101090 OTHER STANDARD FOUNDATIONS | Foundation System | EA | FoundationSys_Type=Standard; | FoundationSys_Material=General;
43003 | A10 FOUNDATIONS | A1010 STANDARD FOUNDATIONS | A101090 OTHER STANDARD FOUNDATIONS | Foundation System | EA | FoundationSys_Type=Standard; | FoundationSys_Material=Unknown;
21357 | A10 FOUNDATIONS | A1020 SPECIAL FOUNDATIONS | A102001 PILE FOUNDATIONS | Pile | EA | Pile_Material=CIP Concrete;
41004 | A10 FOUNDATIONS | A1020 SPECIAL FOUNDATIONS | A102001 PILE FOUNDATIONS | Pile | SF | Pile_Material=General;
42004 | A10 FOUNDATIONS | A1020 SPECIAL FOUNDATIONS | A102001 PILE FOUNDATIONS | Pile | SF | Pile_Material=Other;
21356 | A10 FOUNDATIONS | A1020 SPECIAL FOUNDATIONS | A102001 PILE FOUNDATIONS | Pile | EA | Pile_Material=PC Concrete;
21354 | A10 FOUNDATIONS | A1020 SPECIAL FOUNDATIONS | A102001 PILE FOUNDATIONS | Pile | EA | Pile_Material=Steel H Section;
21355 | A10 FOUNDATIONS | A1020 SPECIAL FOUNDATIONS | A102001 PILE FOUNDATIONS | Pile | EA | Pile_Material=Steel Pipe;
21353 | A10 FOUNDATIONS | A1020 SPECIAL FOUNDATIONS | A102001 PILE FOUNDATIONS | Pile | EA | Pile_Material=Treated Wood;
43004 | A10 FOUNDATIONS | A1020 SPECIAL FOUNDATIONS | A102001 PILE FOUNDATIONS | Pile | SF | Pile_Material=Unknown;
30214 | A10 FOUNDATIONS | A1020 SPECIAL FOUNDATIONS | A102002 CAISSONS | Caisson Foundation | LF | Caisson_Material=General;
42005 | A10 FOUNDATIONS | A1020 SPECIAL FOUNDATIONS | A102002 CAISSONS | Caisson Foundation | SF | Caisson_Material=Other;
43005 | A10 FOUNDATIONS | A1020 SPECIAL FOUNDATIONS | A102002 CAISSONS | Caisson Foundation | SF | Caisson_Material=Unknown;
30213 | A10 FOUNDATIONS | A1020 SPECIAL FOUNDATIONS | A102005 RAFT FOUNDATIONS | Raft Foundation | SF | RaftFoundation_Type=General;
42008 | A10 FOUNDATIONS | A1020 SPECIAL FOUNDATIONS | A102005 RAFT FOUNDATIONS | Raft Foundation | SF | RaftFoundation_Type=Other;
43008 | A10 FOUNDATIONS | A1020 SPECIAL FOUNDATIONS | A102005 RAFT FOUNDATIONS | Raft Foundation | SF | RaftFoundation_Type=Unknown;
21352 | A10 FOUNDATIONS | A1020 SPECIAL FOUNDATIONS | A102090 OTHER SPECIAL FOUNDATIONS | Foundation System | EA | FoundationSys_Type=Special; | FoundationSys_Material=Other;
41010 | A10 FOUNDATIONS | A1020 SPECIAL FOUNDATIONS | A102090 OTHER SPECIAL FOUNDATIONS | Foundation System | EA | FoundationSys_Type=Special; | FoundationSys_Material=General;
43010 | A10 FOUNDATIONS | A1020 SPECIAL FOUNDATIONS | A102090 OTHER SPECIAL FOUNDATIONS | Foundation System | EA | FoundationSys_Type=Special; | FoundationSys_Material=Unknown;
41011 | A10 FOUNDATIONS | A1030 SLAB ON GRADE | A103001 STANDARD SLAB ON GRADE | Slab on Grade | SF | Slab_Type=Standard; | Slab_Material=General;
42011 | A10 FOUNDATIONS | A1030 SLAB ON GRADE | A103001 STANDARD SLAB ON GRADE | Slab on Grade | SF | Slab_Type=Standard; | Slab_Material=Other;
43011 | A10 FOUNDATIONS | A1030 SLAB ON GRADE | A103001 STANDARD SLAB ON GRADE | Slab on Grade | SF | Slab_Type=Standard; | Slab_Material=Unknown;
21359 | A10 FOUNDATIONS | A1030 SLAB ON GRADE | A103002 STRUCTURAL SLAB ON GRADE | Slab on Grade | SF | Slab_Type=Structural; | Slab_Material=General;
42012 | A10 FOUNDATIONS | A1030 SLAB ON GRADE | A103002 STRUCTURAL SLAB ON GRADE | Slab on Grade | SF | Slab_Type=Structural; | Slab_Material=Other;
43012 | A10 FOUNDATIONS | A1030 SLAB ON GRADE | A103002 STRUCTURAL SLAB ON GRADE | Slab on Grade | SF | Slab_Type=Structural; | Slab_Material=Unknown;
41013 | A10 FOUNDATIONS | A1030 SLAB ON GRADE | A103003 TRENCHES | Slab on Grade | LF | Slab_Type=Trench; | Slab_Material=General;
42013 | A10 FOUNDATIONS | A1030 SLAB ON GRADE | A103003 TRENCHES | Slab on Grade | LF | Slab_Type=Trench; | Slab_Material=Other;
43013 | A10 FOUNDATIONS | A1030 SLAB ON GRADE | A103003 TRENCHES | Slab on Grade | LF | Slab_Type=Trench; | Slab_Material=Unknown;
41014 | A10 FOUNDATIONS | A1030 SLAB ON GRADE | A103004 PITS AND BASES | Slab on Grade | EA | Slab_Type=Pit; | Slab_Material=General;
42014 | A10 FOUNDATIONS | A1030 SLAB ON GRADE | A103004 PITS AND BASES | Slab on Grade | EA | Slab_Type=Pit; | Slab_Material=Other;
43014 | A10 FOUNDATIONS | A1030 SLAB ON GRADE | A103004 PITS AND BASES | Slab on Grade | EA | Slab_Type=Pit; | Slab_Material=Unknown;
41015 | A10 FOUNDATIONS | A1030 SLAB ON GRADE | A103005 FOUNDATION DRAINAGE | Foundation Drain | LF | FoundationDrain_Material=General;
42015 | A10 FOUNDATIONS | A1030 SLAB ON GRADE | A103005 FOUNDATION DRAINAGE | Foundation Drain | LF | FoundationDrain_Material=Other;
43015 | A10 FOUNDATIONS | A1030 SLAB ON GRADE | A103005 FOUNDATION DRAINAGE | Foundation Drain | LF | FoundationDrain_Material=Unknown;
41016 | A10 FOUNDATIONS | A1030 SLAB ON GRADE | A103090 OTHER SLAB ON GRADE | Slab on Grade | SF | Slab_Type=General;
21358 | A10 FOUNDATIONS | A1030 SLAB ON GRADE | A103090 OTHER SLAB ON GRADE | Slab on Grade | SF | Slab_Type=Other;
43016 | A10 FOUNDATIONS | A1030 SLAB ON GRADE | A103090 OTHER SLAB ON GRADE | Slab on Grade | SF | Slab_Type=Unknown;
21360 | A20 BASEMENT CONSTRUCTION | A2020 BASEMENT WALLS | A202001 BASEMENT WALL CONSTRUCTION | Subgrade Wall | LF | SubgradeWall_Type=Basement Wall; | SubgradeWall_Material=CIP Concrete;
21361 | A20 BASEMENT CONSTRUCTION | A2020 BASEMENT WALLS | A202001 BASEMENT WALL CONSTRUCTION | Subgrade Wall | LF | SubgradeWall_Type=Basement Wall; | SubgradeWall_Material=Concrete Block;
21363 | A20 BASEMENT CONSTRUCTION | A2020 BASEMENT WALLS | A202001 BASEMENT WALL CONSTRUCTION | Subgrade Wall | LF | SubgradeWall_Type=Basement Wall; | SubgradeWall_Material=Other;
41021 | A20 BASEMENT CONSTRUCTION | A2020 BASEMENT WALLS | A202001 BASEMENT WALL CONSTRUCTION | Subgrade Wall | SF | SubgradeWall_Type=Basement Wall; | SubgradeWall_Material=General;
43021 | A20 BASEMENT CONSTRUCTION | A2020 BASEMENT WALLS | A202001 BASEMENT WALL CONSTRUCTION | Subgrade Wall | SF | SubgradeWall_Type=Basement Wall; | SubgradeWall_Material=Unknown;
21362 | A20 BASEMENT CONSTRUCTION | A2020 BASEMENT WALLS | A202001 BASEMENT WALL CONSTRUCTION | Subgrade Wall | LF | SubgradeWall_Type=Wood; | SubgradeWall_Material=Wood;
41022 | A20 BASEMENT CONSTRUCTION | A2020 BASEMENT WALLS | A202002 MOISTURE PROTECTION | Moisture Protection | SF | MoistureProtection_Type=General;
42022 | A20 BASEMENT CONSTRUCTION | A2020 BASEMENT WALLS | A202002 MOISTURE PROTECTION | Moisture Protection | SF | MoistureProtection_Type=Other;
43022 | A20 BASEMENT CONSTRUCTION | A2020 BASEMENT WALLS | A202002 MOISTURE PROTECTION | Moisture Protection | SF | MoistureProtection_Type=Unknown;
41023 | A20 BASEMENT CONSTRUCTION | A2020 BASEMENT WALLS | A202003 BASEMENT WALL INSULATION | Wall Insulation | SF | WallInsulation_Type=Basement Wall; | WallInsulation_Material=General;
42023 | A20 BASEMENT CONSTRUCTION | A2020 BASEMENT WALLS | A202003 BASEMENT WALL INSULATION | Wall Insulation | SF | WallInsulation_Type=Basement Wall; | WallInsulation_Material=Other;
43023 | A20 BASEMENT CONSTRUCTION | A2020 BASEMENT WALLS | A202003 BASEMENT WALL INSULATION | Wall Insulation | SF | WallInsulation_Type=Basement Wall; | WallInsulation_Material=Unknown;
41024 | A20 BASEMENT CONSTRUCTION | A2020 BASEMENT WALLS | A202090 OTHER BASEMENT WALLS | Subgrade Wall | SF | SubgradeWall_Type=Basement Wall; | SubgradeWall_Material=General;
42024 | A20 BASEMENT CONSTRUCTION | A2020 BASEMENT WALLS | A202090 OTHER BASEMENT WALLS | Subgrade Wall | SF | SubgradeWall_Type=Basement Wall; | SubgradeWall_Material=Other;
43024 | A20 BASEMENT CONSTRUCTION | A2020 BASEMENT WALLS | A202090 OTHER BASEMENT WALLS | Subgrade Wall | SF | SubgradeWall_Type=Basement Wall; | SubgradeWall_Material=Unknown;
30009 | B10 SUPERSTRUCTURE | B1010 FLOOR CONSTRUCTION | B101001 STRUCTURAL FRAME | Beam | LF | Beam_Type=Floor;
30010 | B10 SUPERSTRUCTURE | B1010 FLOOR CONSTRUCTION | B101001 STRUCTURAL FRAME | Beam | LF | Beam_Type=Floor; | Beam_Material=Concrete;
30011 | B10 SUPERSTRUCTURE | B1010 FLOOR CONSTRUCTION | B101001 STRUCTURAL FRAME | Beam | LF | Beam_Type=Floor; | Beam_Material=Steel;
30012 | B10 SUPERSTRUCTURE | B1010 FLOOR CONSTRUCTION | B101001 STRUCTURAL FRAME | Beam | LF | Beam_Type=Floor; | Beam_Material=Wood;
30005 | B10 SUPERSTRUCTURE | B1010 FLOOR CONSTRUCTION | B101001 STRUCTURAL FRAME | Column | LF | Column_Type=Floor;
30006 | B10 SUPERSTRUCTURE | B1010 FLOOR CONSTRUCTION | B101001 STRUCTURAL FRAME | Column | LF | Column_Type=Floor; | Column_Material=Concrete;
30007 | B10 SUPERSTRUCTURE | B1010 FLOOR CONSTRUCTION | B101001 STRUCTURAL FRAME | Column | LF | Column_Type=Floor; | Column_Material=Steel;
30008 | B10 SUPERSTRUCTURE | B1010 FLOOR CONSTRUCTION | B101001 STRUCTURAL FRAME | Column | LF | Column_Type=Floor; | Column_Material=Wood;
41025 | B10 SUPERSTRUCTURE | B1010 FLOOR CONSTRUCTION | B101001 STRUCTURAL FRAME | Structural Frame | SF | StructuralFrame_Type=General;
42025 | B10 SUPERSTRUCTURE | B1010 FLOOR CONSTRUCTION | B101001 STRUCTURAL FRAME | Structural Frame | SF | StructuralFrame_Type=Other;
43025 | B10 SUPERSTRUCTURE | B1010 FLOOR CONSTRUCTION | B101001 STRUCTURAL FRAME | Structural Frame | SF | StructuralFrame_Type=Unknown;
30013 | B10 SUPERSTRUCTURE | B1010 FLOOR CONSTRUCTION | B101001 STRUCTURAL FRAME | Truss | LF | Truss_Type=Floor;
30014 | B10 SUPERSTRUCTURE | B1010 FLOOR CONSTRUCTION | B101001 STRUCTURAL FRAME | Truss | LF | Truss_Type=Floor; | Truss_Material=Concrete;
30015 | B10 SUPERSTRUCTURE | B1010 FLOOR CONSTRUCTION | B101001 STRUCTURAL FRAME | Truss | LF | Truss_Type=Floor; | Truss_Material=Steel;
30016 | B10 SUPERSTRUCTURE | B1010 FLOOR CONSTRUCTION | B101001 STRUCTURAL FRAME | Truss | LF | Truss_Type=Floor; | Truss_Material=Wood;
30215 | B10 SUPERSTRUCTURE | B1010 FLOOR CONSTRUCTION | B101002 STRUCTURAL INTERIOR WALLS | Interior Wall | SF | IntWall_Type=Load Bearing; | IntWall_Material=Concrete;
30216 | B10 SUPERSTRUCTURE | B1010 FLOOR CONSTRUCTION | B101002 STRUCTURAL INTERIOR WALLS | Interior Wall | SF | IntWall_Type=Load Bearing; | IntWall_Material=CMU;
35010 | B10 SUPERSTRUCTURE | B1010 FLOOR CONSTRUCTION | B101002 STRUCTURAL INTERIOR WALLS | Interior Wall | SF | IntWall_Type=Load Bearing; | IntWall_Material=General;
42026 | B10 SUPERSTRUCTURE | B1010 FLOOR CONSTRUCTION | B101002 STRUCTURAL INTERIOR WALLS | Interior Wall | SF | IntWall_Type=Load Bearing; | IntWall_Material=Other;
43026 | B10 SUPERSTRUCTURE | B1010 FLOOR CONSTRUCTION | B101002 STRUCTURAL INTERIOR WALLS | Interior Wall | SF | IntWall_Type=Load Bearing; | IntWall_Material=Unknown;
21364 | B10 SUPERSTRUCTURE | B1010 FLOOR CONSTRUCTION | B101003 FLOOR DECKS AND SLABS | Floor System | SF | FloorSystem_Type=Deck/Slab; | FloorSystem_Material=Precast Concrete Slab;
21365 | B10 SUPERSTRUCTURE | B1010 FLOOR CONSTRUCTION | B101003 FLOOR DECKS AND SLABS | Floor System | SF | FloorSystem_Type=Deck/Slab; | FloorSystem_Material=Composite Deck w/Structural Beam;
21367 | B10 SUPERSTRUCTURE | B1010 FLOOR CONSTRUCTION | B101003 FLOOR DECKS AND SLABS | Floor System | SF | FloorSystem_Type=Deck/Slab; | FloorSystem_Material=Wood Beam and Joist;
21368 | B10 SUPERSTRUCTURE | B1010 FLOOR CONSTRUCTION | B101003 FLOOR DECKS AND SLABS | Floor System | SF | FloorSystem_Type=Deck/Slab; | FloorSystem_Material=CIP Concrete Slab;
21369 | B10 SUPERSTRUCTURE | B1010 FLOOR CONSTRUCTION | B101003 FLOOR DECKS AND SLABS | Floor System | SF | FloorSystem_Type=Deck/Slab; | FloorSystem_Material=Deck - Light Gauge Steel Deck;
21370 | B10 SUPERSTRUCTURE | B1010 FLOOR CONSTRUCTION | B101003 FLOOR DECKS AND SLABS | Floor System | SF | FloorSystem_Type=Deck/Slab; | FloorSystem_Material=Composite Deck w/Bar Joists;
41027 | B10 SUPERSTRUCTURE | B1010 FLOOR CONSTRUCTION | B101003 FLOOR DECKS AND SLABS | Floor System | SF | FloorSystem_Type=Deck/Slab; | FloorSystem_Material=General;
42027 | B10 SUPERSTRUCTURE | B1010 FLOOR CONSTRUCTION | B101003 FLOOR DECKS AND SLABS | Floor System | SF | FloorSystem_Type=Deck/Slab; | FloorSystem_Material=Other;
43027 | B10 SUPERSTRUCTURE | B1010 FLOOR CONSTRUCTION | B101003 FLOOR DECKS AND SLABS | Floor System | SF | FloorSystem_Type=Deck/Slab; | FloorSystem_Material=Unknown;
21621 | B10 SUPERSTRUCTURE | B1010 FLOOR CONSTRUCTION | B101004 INCLINED AND STEPPED FLOORS | Floor System | EA | FloorSystem_Type=Floor Steps; | FloorSystem_Material=General;
42028 | B10 SUPERSTRUCTURE | B1010 FLOOR CONSTRUCTION | B101004 INCLINED AND STEPPED FLOORS | Floor System | SF | FloorSystem_Type=Floor Steps; | FloorSystem_Material=Other;
43028 | B10 SUPERSTRUCTURE | B1010 FLOOR CONSTRUCTION | B101004 INCLINED AND STEPPED FLOORS | Floor System | SF | FloorSystem_Type=Floor Steps; | FloorSystem_Material=Unknown;
30217 | B10 SUPERSTRUCTURE | B1010 FLOOR CONSTRUCTION | B101005 BALCONY CONSTRUCTION | Floor System | SF | FloorSystem_Type=Balcony; | FloorSystem_Material=General;
42029 | B10 SUPERSTRUCTURE | B1010 FLOOR CONSTRUCTION | B101005 BALCONY CONSTRUCTION | Floor System | SF | FloorSystem_Type=Balcony; | FloorSystem_Material=Other;
43029 | B10 SUPERSTRUCTURE | B1010 FLOOR CONSTRUCTION | B101005 BALCONY CONSTRUCTION | Floor System | SF | FloorSystem_Type=Balcony; | FloorSystem_Material=Unknown;
30218 | B10 SUPERSTRUCTURE | B1010 FLOOR CONSTRUCTION | B101006 RAMPS | Floor System | SF | FloorSystem_Type=Floor Ramp; | FloorSystem_Material=General;
42030 | B10 SUPERSTRUCTURE | B1010 FLOOR CONSTRUCTION | B101006 RAMPS | Floor System | SF | FloorSystem_Type=Floor Ramp; | FloorSystem_Material=Other;
43030 | B10 SUPERSTRUCTURE | B1010 FLOOR CONSTRUCTION | B101006 RAMPS | Floor System | SF | FloorSystem_Type=Floor Ramp; | FloorSystem_Material=Unknown;
30219 | B10 SUPERSTRUCTURE | B1010 FLOOR CONSTRUCTION | B101007 FLOOR RACEWAY SYSTEMS | Floor System | SF | FloorSystem_Type=Raceway; | FloorSystem_Material=General;
42031 | B10 SUPERSTRUCTURE | B1010 FLOOR CONSTRUCTION | B101007 FLOOR RACEWAY SYSTEMS | Floor System | SF | FloorSystem_Type=Raceway; | FloorSystem_Material=Other;
43031 | B10 SUPERSTRUCTURE | B1010 FLOOR CONSTRUCTION | B101007 FLOOR RACEWAY SYSTEMS | Floor System | SF | FloorSystem_Type=Raceway; | FloorSystem_Material=Unknown;
41032 | B10 SUPERSTRUCTURE | B1010 FLOOR CONSTRUCTION | B101090 OTHER FLOOR CONSTRUCTION | Floor System | SF | FloorSystem_Type=General;
21366 | B10 SUPERSTRUCTURE | B1010 FLOOR CONSTRUCTION | B101090 OTHER FLOOR CONSTRUCTION | Floor System | SF | FloorSystem_Type=Other;
43032 | B10 SUPERSTRUCTURE | B1010 FLOOR CONSTRUCTION | B101090 OTHER FLOOR CONSTRUCTION | Floor System | SF | FloorSystem_Type=Unknown;
30021 | B10 SUPERSTRUCTURE | B1020 ROOF CONSTRUCTION | B102001 STRUCTURAL FRAME | Beam | LF | Beam_Type=Roof;
30022 | B10 SUPERSTRUCTURE | B1020 ROOF CONSTRUCTION | B102001 STRUCTURAL FRAME | Beam | LF | Beam_Type=Roof; | Beam_Material=Concrete;
30023 | B10 SUPERSTRUCTURE | B1020 ROOF CONSTRUCTION | B102001 STRUCTURAL FRAME | Beam | LF | Beam_Type=Roof; | Beam_Material=Steel;
30024 | B10 SUPERSTRUCTURE | B1020 ROOF CONSTRUCTION | B102001 STRUCTURAL FRAME | Beam | LF | Beam_Type=Roof; | Beam_Material=Wood;
30017 | B10 SUPERSTRUCTURE | B1020 ROOF CONSTRUCTION | B102001 STRUCTURAL FRAME | Column | LF | Column_Type=Roof;
30018 | B10 SUPERSTRUCTURE | B1020 ROOF CONSTRUCTION | B102001 STRUCTURAL FRAME | Column | LF | Column_Type=Roof; | Column_Material=Concrete;
30019 | B10 SUPERSTRUCTURE | B1020 ROOF CONSTRUCTION | B102001 STRUCTURAL FRAME | Column | LF | Column_Type=Roof; | Column_Material=Steel;
30020 | B10 SUPERSTRUCTURE | B1020 ROOF CONSTRUCTION | B102001 STRUCTURAL FRAME | Column | LF | Column_Type=Roof; | Column_Material=Wood;
41033 | B10 SUPERSTRUCTURE | B1020 ROOF CONSTRUCTION | B102001 STRUCTURAL FRAME | Structural Frame | SF | StructuralFrame_Type=General;
42033 | B10 SUPERSTRUCTURE | B1020 ROOF CONSTRUCTION | B102001 STRUCTURAL FRAME | Structural Frame | SF | StructuralFrame_Type=Other;
43033 | B10 SUPERSTRUCTURE | B1020 ROOF CONSTRUCTION | B102001 STRUCTURAL FRAME | Structural Frame | SF | StructuralFrame_Type=Unknown;
30025 | B10 SUPERSTRUCTURE | B1020 ROOF CONSTRUCTION | B102001 STRUCTURAL FRAME | Truss | LF | Truss_Type=Roof;
30026 | B10 SUPERSTRUCTURE | B1020 ROOF CONSTRUCTION | B102001 STRUCTURAL FRAME | Truss | LF | Truss_Type=Roof; | Truss_Material=Concrete;
30027 | B10 SUPERSTRUCTURE | B1020 ROOF CONSTRUCTION | B102001 STRUCTURAL FRAME | Truss | LF | Truss_Type=Roof; | Truss_Material=Steel;
30028 | B10 SUPERSTRUCTURE | B1020 ROOF CONSTRUCTION | B102001 STRUCTURAL FRAME | Truss | LF | Truss_Type=Roof; | Truss_Material=Wood;
30220 | B10 SUPERSTRUCTURE | B1020 ROOF CONSTRUCTION | B102002 STRUCTURAL INTERIOR WALLS | Interior Wall | SF | IntWall_Type=Load Bearing; | IntWall_Material=Concrete;
30221 | B10 SUPERSTRUCTURE | B1020 ROOF CONSTRUCTION | B102002 STRUCTURAL INTERIOR WALLS | Interior Wall | SF | IntWall_Type=Load Bearing; | IntWall_Material=CMU;
35006 | B10 SUPERSTRUCTURE | B1020 ROOF CONSTRUCTION | B102002 STRUCTURAL INTERIOR WALLS | Interior Wall | SF | IntWall_Type=Load Bearing; | IntWall_Material=General;
42034 | B10 SUPERSTRUCTURE | B1020 ROOF CONSTRUCTION | B102002 STRUCTURAL INTERIOR WALLS | Interior Wall | SF | IntWall_Type=Load Bearing; | IntWall_Material=Other;
43034 | B10 SUPERSTRUCTURE | B1020 ROOF CONSTRUCTION | B102002 STRUCTURAL INTERIOR WALLS | Interior Wall | SF | IntWall_Type=Load Bearing; | IntWall_Material=Unknown;
21371 | B10 SUPERSTRUCTURE | B1020 ROOF CONSTRUCTION | B102003 ROOF DECKS AND SLABS | Roof System | SF | RoofSystem_Type=Deck/Slab; | RoofSystem_Material=PC Concrete Slab;
21372 | B10 SUPERSTRUCTURE | B1020 ROOF CONSTRUCTION | B102003 ROOF DECKS AND SLABS | Roof System | SF | RoofSystem_Type=Deck/Slab; | RoofSystem_Material=CIP Concrete Beam and Slab;
21374 | B10 SUPERSTRUCTURE | B1020 ROOF CONSTRUCTION | B102003 ROOF DECKS AND SLABS | Roof System | SF | RoofSystem_Type=Deck/Slab; | RoofSystem_Material=Steel Deck;
21375 | B10 SUPERSTRUCTURE | B1020 ROOF CONSTRUCTION | B102003 ROOF DECKS AND SLABS | Roof System | SF | RoofSystem_Type=Deck/Slab; | RoofSystem_Material=Wood Deck;
21622 | B10 SUPERSTRUCTURE | B1020 ROOF CONSTRUCTION | B102003 ROOF DECKS AND SLABS | Roof System | SF | RoofSystem_Type=Deck/Slab; | RoofSystem_Material=CIP Concrete Slab;
30033 | B10 SUPERSTRUCTURE | B1020 ROOF CONSTRUCTION | B102003 ROOF DECKS AND SLABS | Roof System | SF | RoofSystem_Type=Deck/Slab; | RoofSystem_Material=Fiber Cement Deck;
30034 | B10 SUPERSTRUCTURE | B1020 ROOF CONSTRUCTION | B102003 ROOF DECKS AND SLABS | Roof System | SF | RoofSystem_Type=Deck/Slab; | RoofSystem_Material=Fiberglass Deck;
30035 | B10 SUPERSTRUCTURE | B1020 ROOF CONSTRUCTION | B102003 ROOF DECKS AND SLABS | Roof System | SF | RoofSystem_Type=Deck/Slab; | RoofSystem_Material=Gypsum Deck;
30036 | B10 SUPERSTRUCTURE | B1020 ROOF CONSTRUCTION | B102003 ROOF DECKS AND SLABS | Roof System | SF | RoofSystem_Type=Deck/Slab; | RoofSystem_Material=Other Deck;
41035 | B10 SUPERSTRUCTURE | B1020 ROOF CONSTRUCTION | B102003 ROOF DECKS AND SLABS | Roof System | SF | RoofSystem_Type=Deck/Slab; | RoofSystem_Material=General;
42035 | B10 SUPERSTRUCTURE | B1020 ROOF CONSTRUCTION | B102003 ROOF DECKS AND SLABS | Roof System | SF | RoofSystem_Type=Deck/Slab; | RoofSystem_Material=Other;
43035 | B10 SUPERSTRUCTURE | B1020 ROOF CONSTRUCTION | B102003 ROOF DECKS AND SLABS | Roof System | SF | RoofSystem_Type=Deck/Slab; | RoofSystem_Material=Unknown;
21373 | B10 SUPERSTRUCTURE | B1020 ROOF CONSTRUCTION | B102004 CANOPIES | Canopy | SF | Canopy_Type=General;
42036 | B10 SUPERSTRUCTURE | B1020 ROOF CONSTRUCTION | B102004 CANOPIES | Canopy | SF | Canopy_Type=Other;
43036 | B10 SUPERSTRUCTURE | B1020 ROOF CONSTRUCTION | B102004 CANOPIES | Canopy | SF | Canopy_Type=Unknown;
41037 | B10 SUPERSTRUCTURE | B1020 ROOF CONSTRUCTION | B102090 OTHER ROOF CONSTRUCTION | Roof System | SF | RoofSystem_Type=General;
21376 | B10 SUPERSTRUCTURE | B1020 ROOF CONSTRUCTION | B102090 OTHER ROOF CONSTRUCTION | Roof System | SF | RoofSystem_Type=Other;
43037 | B10 SUPERSTRUCTURE | B1020 ROOF CONSTRUCTION | B102090 OTHER ROOF CONSTRUCTION | Roof System | SF | RoofSystem_Type=Unknown;
21377 | B20 EXTERIOR ENCLOSURE | B2010 EXTERIOR WALLS | B201001 EXTERIOR CLOSURE | Exterior Wall | SF | ExtWall_Type=Building Closure; | ExtWall_Material=Masonry Cavity;
21378 | B20 EXTERIOR ENCLOSURE | B2010 EXTERIOR WALLS | B201001 EXTERIOR CLOSURE | Exterior Wall | SF | ExtWall_Type=Building Closure; | ExtWall_Material=CIP Concrete;
21380 | B20 EXTERIOR ENCLOSURE | B2010 EXTERIOR WALLS | B201001 EXTERIOR CLOSURE | Exterior Wall | SF | ExtWall_Type=Building Closure; | ExtWall_Material=E.I.F.S.;
21381 | B20 EXTERIOR ENCLOSURE | B2010 EXTERIOR WALLS | B201001 EXTERIOR CLOSURE | Exterior Wall | SF | ExtWall_Type=Building Closure; | ExtWall_Material=Stucco;
21382 | B20 EXTERIOR ENCLOSURE | B2010 EXTERIOR WALLS | B201001 EXTERIOR CLOSURE | Exterior Wall | SF | ExtWall_Type=Building Closure; | ExtWall_Material=Wood Cladding; |  |  | ExtWall_Subtype=Stud Backup;
21383 | B20 EXTERIOR ENCLOSURE | B2010 EXTERIOR WALLS | B201001 EXTERIOR CLOSURE | Exterior Wall | SF | ExtWall_Type=Building Closure; | ExtWall_Material=Metal Siding;
21384 | B20 EXTERIOR ENCLOSURE | B2010 EXTERIOR WALLS | B201001 EXTERIOR CLOSURE | Exterior Wall | SF | ExtWall_Type=Building Closure; | ExtWall_Material=Glass Block;
21385 | B20 EXTERIOR ENCLOSURE | B2010 EXTERIOR WALLS | B201001 EXTERIOR CLOSURE | Exterior Wall | SF | ExtWall_Type=Building Closure; | ExtWall_Material=Brick Veneer; |  |  | ExtWall_Subtype=Stud Backup;
21386 | B20 EXTERIOR ENCLOSURE | B2010 EXTERIOR WALLS | B201001 EXTERIOR CLOSURE | Exterior Wall | SF | ExtWall_Type=Building Closure; | ExtWall_Material=Stone Veneer; |  |  | ExtWall_Subtype=Stud Backup;
21387 | B20 EXTERIOR ENCLOSURE | B2010 EXTERIOR WALLS | B201001 EXTERIOR CLOSURE | Exterior Wall | SF | ExtWall_Type=Building Closure; | ExtWall_Material=Solid Brick; |  |  | ExtWall_Subtype=Double Wythe;
21388 | B20 EXTERIOR ENCLOSURE | B2010 EXTERIOR WALLS | B201001 EXTERIOR CLOSURE | Exterior Wall | SF | ExtWall_Type=Building Closure; | ExtWall_Material=Solid Brick; |  |  | ExtWall_Subtype=Single Wythe;
21389 | B20 EXTERIOR ENCLOSURE | B2010 EXTERIOR WALLS | B201001 EXTERIOR CLOSURE | Exterior Wall | SF | ExtWall_Type=Building Closure; | ExtWall_Material=Concrete Block;
21390 | B20 EXTERIOR ENCLOSURE | B2010 EXTERIOR WALLS | B201001 EXTERIOR CLOSURE | Exterior Wall | SF | ExtWall_Type=Building Closure; | ExtWall_Material=Precast Concrete Panel; |  |  | ExtWall_Subtype=Tilt Up;
21391 | B20 EXTERIOR ENCLOSURE | B2010 EXTERIOR WALLS | B201001 EXTERIOR CLOSURE | Exterior Wall | SF | ExtWall_Type=Building Closure; | ExtWall_Material=Precast Concrete Panel; |  |  | ExtWall_Subtype=Ribbed;
21392 | B20 EXTERIOR ENCLOSURE | B2010 EXTERIOR WALLS | B201001 EXTERIOR CLOSURE | Exterior Wall | SF | ExtWall_Type=Building Closure; | ExtWall_Material=Masonry Composite;
30037 | B20 EXTERIOR ENCLOSURE | B2010 EXTERIOR WALLS | B201001 EXTERIOR CLOSURE | Exterior Wall | SF | ExtWall_Type=Building Closure; | ExtWall_Material=Stone Veneer; |  |  | ExtWall_Subtype=CMU Backup;
30038 | B20 EXTERIOR ENCLOSURE | B2010 EXTERIOR WALLS | B201001 EXTERIOR CLOSURE | Exterior Wall | SF | ExtWall_Type=Building Closure; | ExtWall_Material=Brick Veneer; |  |  | ExtWall_Subtype=CMU Backup;
30039 | B20 EXTERIOR ENCLOSURE | B2010 EXTERIOR WALLS | B201001 EXTERIOR CLOSURE | Exterior Wall | SF | ExtWall_Type=Building Closure; | ExtWall_Material=Tile Veneer; |  |  | ExtWall_Subtype=CMU Backup;
30040 | B20 EXTERIOR ENCLOSURE | B2010 EXTERIOR WALLS | B201001 EXTERIOR CLOSURE | Exterior Wall | SF | ExtWall_Type=Building Closure; | ExtWall_Material=Adobe;
30041 | B20 EXTERIOR ENCLOSURE | B2010 EXTERIOR WALLS | B201001 EXTERIOR CLOSURE | Exterior Wall | SF | ExtWall_Type=Building Closure; | ExtWall_Material=Stone;
30042 | B20 EXTERIOR ENCLOSURE | B2010 EXTERIOR WALLS | B201001 EXTERIOR CLOSURE | Exterior Wall | SF | ExtWall_Type=Building Closure; | ExtWall_Material=Pre-Engineered Steel Panel Wall;
30043 | B20 EXTERIOR ENCLOSURE | B2010 EXTERIOR WALLS | B201001 EXTERIOR CLOSURE | Exterior Wall | SF | ExtWall_Type=Building Closure; | ExtWall_Material=Metal Panel;
30045 | B20 EXTERIOR ENCLOSURE | B2010 EXTERIOR WALLS | B201001 EXTERIOR CLOSURE | Exterior Wall | SF | ExtWall_Type=Building Closure; | ExtWall_Material=Vinyl/Fiberglass Siding;
30047 | B20 EXTERIOR ENCLOSURE | B2010 EXTERIOR WALLS | B201001 EXTERIOR CLOSURE | Exterior Wall | SF | ExtWall_Type=Building Closure; | ExtWall_Material=Fiber Cement Siding;
30048 | B20 EXTERIOR ENCLOSURE | B2010 EXTERIOR WALLS | B201001 EXTERIOR CLOSURE | Exterior Wall | SF | ExtWall_Type=Building Closure; | ExtWall_Material=Gypsum;
30049 | B20 EXTERIOR ENCLOSURE | B2010 EXTERIOR WALLS | B201001 EXTERIOR CLOSURE | Exterior Wall | SF | ExtWall_Type=Building Closure; | ExtWall_Material=Masonite;
30222 | B20 EXTERIOR ENCLOSURE | B2010 EXTERIOR WALLS | B201001 EXTERIOR CLOSURE | Exterior Wall | SF | ExtWall_Type=Building Closure; | ExtWall_Material=Wall Louver;
40268 | B20 EXTERIOR ENCLOSURE | B2010 EXTERIOR WALLS | B201001 EXTERIOR CLOSURE | Exterior Wall | SF | ExtWall_Type=Building Closure; | ExtWall_Material=Cement Panels;
41038 | B20 EXTERIOR ENCLOSURE | B2010 EXTERIOR WALLS | B201001 EXTERIOR CLOSURE | Exterior Wall | SF | ExtWall_Type=Building Closure; | ExtWall_Material=General;
42038 | B20 EXTERIOR ENCLOSURE | B2010 EXTERIOR WALLS | B201001 EXTERIOR CLOSURE | Exterior Wall | SF | ExtWall_Type=Building Closure; | ExtWall_Material=Other;
43038 | B20 EXTERIOR ENCLOSURE | B2010 EXTERIOR WALLS | B201001 EXTERIOR CLOSURE | Exterior Wall | SF | ExtWall_Type=Building Closure; | ExtWall_Material=Unknown;
41039 | B20 EXTERIOR ENCLOSURE | B2010 EXTERIOR WALLS | B201002 EXTERIOR WALL BACKUP CONSTRUCTION | Exterior Wall | SF | ExtWall_Type=Backup; | ExtWall_Material=General;
42039 | B20 EXTERIOR ENCLOSURE | B2010 EXTERIOR WALLS | B201002 EXTERIOR WALL BACKUP CONSTRUCTION | Exterior Wall | SF | ExtWall_Type=Backup; | ExtWall_Material=Other;
43039 | B20 EXTERIOR ENCLOSURE | B2010 EXTERIOR WALLS | B201002 EXTERIOR WALL BACKUP CONSTRUCTION | Exterior Wall | SF | ExtWall_Type=Backup; | ExtWall_Material=Unknown;
40269 | B20 EXTERIOR ENCLOSURE | B2010 EXTERIOR WALLS | B201003 INSULATION & VAPOR RETARDER | Wall Insulation | SF | WallInsulation_Type=Exterior Wall; | WallInsulation_Material=Fiberglass Batts;
41040 | B20 EXTERIOR ENCLOSURE | B2010 EXTERIOR WALLS | B201003 INSULATION & VAPOR RETARDER | Wall Insulation | SF | WallInsulation_Type=Exterior Wall; | WallInsulation_Material=General;
42040 | B20 EXTERIOR ENCLOSURE | B2010 EXTERIOR WALLS | B201003 INSULATION & VAPOR RETARDER | Wall Insulation | SF | WallInsulation_Type=Exterior Wall; | WallInsulation_Material=Other;
43040 | B20 EXTERIOR ENCLOSURE | B2010 EXTERIOR WALLS | B201003 INSULATION & VAPOR RETARDER | Wall Insulation | SF | WallInsulation_Type=Exterior Wall; | WallInsulation_Material=Unknown;
41041 | B20 EXTERIOR ENCLOSURE | B2010 EXTERIOR WALLS | B201004 PARAPETS | Exterior Wall | LF | ExtWall_Type=Parapet; | ExtWall_Material=General;
42041 | B20 EXTERIOR ENCLOSURE | B2010 EXTERIOR WALLS | B201004 PARAPETS | Exterior Wall | LF | ExtWall_Type=Parapet; | ExtWall_Material=Other;
43041 | B20 EXTERIOR ENCLOSURE | B2010 EXTERIOR WALLS | B201004 PARAPETS | Exterior Wall | LF | ExtWall_Type=Parapet; | ExtWall_Material=Unknown;
41042 | B20 EXTERIOR ENCLOSURE | B2010 EXTERIOR WALLS | B201005 EXTERIOR LOUVERS & SCREENS | Exterior Louver | SF | ExtLouver_Type=General;
42042 | B20 EXTERIOR ENCLOSURE | B2010 EXTERIOR WALLS | B201005 EXTERIOR LOUVERS & SCREENS | Exterior Louver | SF | ExtLouver_Type=Other;
43042 | B20 EXTERIOR ENCLOSURE | B2010 EXTERIOR WALLS | B201005 EXTERIOR LOUVERS & SCREENS | Exterior Louver | SF | ExtLouver_Type=Unknown;
41043 | B20 EXTERIOR ENCLOSURE | B2010 EXTERIOR WALLS | B201006 BALCONY WALLS & HANDRAILS | Exterior Wall | LF | ExtWall_Type=Balcony; | ExtWall_Material=General;
42043 | B20 EXTERIOR ENCLOSURE | B2010 EXTERIOR WALLS | B201006 BALCONY WALLS & HANDRAILS | Exterior Wall | LF | ExtWall_Type=Balcony; | ExtWall_Material=Other;
43043 | B20 EXTERIOR ENCLOSURE | B2010 EXTERIOR WALLS | B201006 BALCONY WALLS & HANDRAILS | Exterior Wall | LF | ExtWall_Type=Balcony; | ExtWall_Material=Unknown;
30223 | B20 EXTERIOR ENCLOSURE | B2010 EXTERIOR WALLS | B201006 BALCONY WALLS & HANDRAILS | Handrail | LF | Handrail_Type=Balcony;
30050 | B20 EXTERIOR ENCLOSURE | B2010 EXTERIOR WALLS | B201006 BALCONY WALLS & HANDRAILS | Ladder | LF | Ladder_Type=Balcony;
41044 | B20 EXTERIOR ENCLOSURE | B2010 EXTERIOR WALLS | B201007 EXTERIOR SOFFITS | Soffit | SF | Soffit_Material=General;
42044 | B20 EXTERIOR ENCLOSURE | B2010 EXTERIOR WALLS | B201007 EXTERIOR SOFFITS | Soffit | SF | Soffit_Material=Other;
43044 | B20 EXTERIOR ENCLOSURE | B2010 EXTERIOR WALLS | B201007 EXTERIOR SOFFITS | Soffit | SF | Soffit_Material=Unknown;
41045 | B20 EXTERIOR ENCLOSURE | B2010 EXTERIOR WALLS | B201008 FLASHING | Flashing | SF | Flashing_Type=Wall; | Flashing_Material=General;
42045 | B20 EXTERIOR ENCLOSURE | B2010 EXTERIOR WALLS | B201008 FLASHING | Flashing | SF | Flashing_Type=Wall; | Flashing_Material=Other;
43045 | B20 EXTERIOR ENCLOSURE | B2010 EXTERIOR WALLS | B201008 FLASHING | Flashing | SF | Flashing_Type=Wall; | Flashing_Material=Unknown;
41046 | B20 EXTERIOR ENCLOSURE | B2010 EXTERIOR WALLS | B201009 EXTERIOR PAINTING AND SPECIAL COATINGS | Exterior Wall Surface | SF | ExtWallSurface_Material=Paint;
42046 | B20 EXTERIOR ENCLOSURE | B2010 EXTERIOR WALLS | B201009 EXTERIOR PAINTING AND SPECIAL COATINGS | Exterior Wall Surface | SF | ExtWallSurface_Material=Paint;
43046 | B20 EXTERIOR ENCLOSURE | B2010 EXTERIOR WALLS | B201009 EXTERIOR PAINTING AND SPECIAL COATINGS | Exterior Wall Surface | SF | ExtWallSurface_Material=Paint;
41048 | B20 EXTERIOR ENCLOSURE | B2010 EXTERIOR WALLS | B201011 SUN CONTROL DEVICES | Awning | SF | Awning_Type=General;
42048 | B20 EXTERIOR ENCLOSURE | B2010 EXTERIOR WALLS | B201011 SUN CONTROL DEVICES | Awning | SF | Awning_Type=Other;
43048 | B20 EXTERIOR ENCLOSURE | B2010 EXTERIOR WALLS | B201011 SUN CONTROL DEVICES | Awning | SF | Awning_Type=Unknown;
41049 | B20 EXTERIOR ENCLOSURE | B2010 EXTERIOR WALLS | B201012 SCREEN WALLS | Exterior Wall | LF | ExtWall_Type=Screen Wall; | ExtWall_Material=General;
42049 | B20 EXTERIOR ENCLOSURE | B2010 EXTERIOR WALLS | B201012 SCREEN WALLS | Exterior Wall | LF | ExtWall_Type=Screen Wall; | ExtWall_Material=Other;
43049 | B20 EXTERIOR ENCLOSURE | B2010 EXTERIOR WALLS | B201012 SCREEN WALLS | Exterior Wall | LF | ExtWall_Type=Screen Wall; | ExtWall_Material=Unknown;
41050 | B20 EXTERIOR ENCLOSURE | B2010 EXTERIOR WALLS | B201090 OTHER EXTERIOR WALLS | Exterior Wall | SF | ExtWall_Type=General;
21379 | B20 EXTERIOR ENCLOSURE | B2010 EXTERIOR WALLS | B201090 OTHER EXTERIOR WALLS | Exterior Wall | SF | ExtWall_Type=Other;
43050 | B20 EXTERIOR ENCLOSURE | B2010 EXTERIOR WALLS | B201090 OTHER EXTERIOR WALLS | Exterior Wall | SF | ExtWall_Type=Unknown;
21395 | B20 EXTERIOR ENCLOSURE | B2020 EXTERIOR WINDOWS | B202001 WINDOWS | Exterior Window | EA |  | ExtWindow_Material=Aluminum;
21396 | B20 EXTERIOR ENCLOSURE | B2020 EXTERIOR WINDOWS | B202001 WINDOWS | Exterior Window | EA |  | ExtWindow_Material=Steel;
21397 | B20 EXTERIOR ENCLOSURE | B2020 EXTERIOR WINDOWS | B202001 WINDOWS | Exterior Window | EA |  | ExtWindow_Material=Wood;
30051 | B20 EXTERIOR ENCLOSURE | B2020 EXTERIOR WINDOWS | B202001 WINDOWS | Exterior Window | EA |  | ExtWindow_Material=Vinyl Clad;
30303 | B20 EXTERIOR ENCLOSURE | B2020 EXTERIOR WINDOWS | B202001 WINDOWS | Exterior Window | SF |  | ExtWindow_Material=Exterior Glazing;
41051 | B20 EXTERIOR ENCLOSURE | B2020 EXTERIOR WINDOWS | B202001 WINDOWS | Exterior Window | SF |  | ExtWindow_Material=General;
42051 | B20 EXTERIOR ENCLOSURE | B2020 EXTERIOR WINDOWS | B202001 WINDOWS | Exterior Window | SF |  | ExtWindow_Material=Other;
43051 | B20 EXTERIOR ENCLOSURE | B2020 EXTERIOR WINDOWS | B202001 WINDOWS | Exterior Window | SF |  | ExtWindow_Material=Unknown;
21393 | B20 EXTERIOR ENCLOSURE | B2020 EXTERIOR WINDOWS | B202002 STOREFRONTS | Storefront | SF | Storefront_Type=General;
42052 | B20 EXTERIOR ENCLOSURE | B2020 EXTERIOR WINDOWS | B202002 STOREFRONTS | Storefront | SF | Storefront_Type=Other;
43052 | B20 EXTERIOR ENCLOSURE | B2020 EXTERIOR WINDOWS | B202002 STOREFRONTS | Storefront | SF | Storefront_Type=Unknown;
21394 | B20 EXTERIOR ENCLOSURE | B2020 EXTERIOR WINDOWS | B202003 CURTAIN WALLS | Curtain Wall | SF | CurtainWall_Type=General;
42053 | B20 EXTERIOR ENCLOSURE | B2020 EXTERIOR WINDOWS | B202003 CURTAIN WALLS | Curtain Wall | SF | CurtainWall_Type=Other;
43053 | B20 EXTERIOR ENCLOSURE | B2020 EXTERIOR WINDOWS | B202003 CURTAIN WALLS | Curtain Wall | SF | CurtainWall_Type=Unknown;
41054 | B20 EXTERIOR ENCLOSURE | B2020 EXTERIOR WINDOWS | B202090 OTHER EXTERIOR WINDOWS | Exterior Window | EA | ExtWindow_Type=General;
21398 | B20 EXTERIOR ENCLOSURE | B2020 EXTERIOR WINDOWS | B202090 OTHER EXTERIOR WINDOWS | Exterior Window | EA | ExtWindow_Type=Other;
43054 | B20 EXTERIOR ENCLOSURE | B2020 EXTERIOR WINDOWS | B202090 OTHER EXTERIOR WINDOWS | Exterior Window | EA | ExtWindow_Type=Unknown;
21400 | B20 EXTERIOR ENCLOSURE | B2030 EXTERIOR DOORS | B203001 SOLID DOORS | Exterior Personnel Door | EA | Door_Type=Solid; | Door_Material=Wood;
21401 | B20 EXTERIOR ENCLOSURE | B2030 EXTERIOR DOORS | B203001 SOLID DOORS | Exterior Personnel Door | EA | Door_Type=Solid; | Door_Material=Steel;
21402 | B20 EXTERIOR ENCLOSURE | B2030 EXTERIOR DOORS | B203001 SOLID DOORS | Exterior Personnel Door | EA | Door_Type=Solid; | Door_Material=Aluminum;
41055 | B20 EXTERIOR ENCLOSURE | B2030 EXTERIOR DOORS | B203001 SOLID DOORS | Exterior Personnel Door | EA | Door_Type=Solid; | Door_Material=General;
42055 | B20 EXTERIOR ENCLOSURE | B2030 EXTERIOR DOORS | B203001 SOLID DOORS | Exterior Personnel Door | EA | Door_Type=Solid; | Door_Material=Other;
43055 | B20 EXTERIOR ENCLOSURE | B2030 EXTERIOR DOORS | B203001 SOLID DOORS | Exterior Personnel Door | EA | Door_Type=Solid; | Door_Material=Unknown;
21399 | B20 EXTERIOR ENCLOSURE | B2030 EXTERIOR DOORS | B203002 GLAZED DOORS | Exterior Personnel Door | EA | Door_Type=Glazed; | Door_Material=General;
42056 | B20 EXTERIOR ENCLOSURE | B2030 EXTERIOR DOORS | B203002 GLAZED DOORS | Exterior Personnel Door | EA | Door_Type=Glazed; | Door_Material=Other;
43056 | B20 EXTERIOR ENCLOSURE | B2030 EXTERIOR DOORS | B203002 GLAZED DOORS | Exterior Personnel Door | EA | Door_Type=Glazed; | Door_Material=Unknown;
30304 | B20 EXTERIOR ENCLOSURE | B2030 EXTERIOR DOORS | B203003 REVOLVING DOORS | Revolving Door | EA |  |  |  |  | Door_Operation=Manual;
40256 | B20 EXTERIOR ENCLOSURE | B2030 EXTERIOR DOORS | B203003 REVOLVING DOORS | Revolving Door | EA |  |  |  |  | Door_Operation=Electric;
41057 | B20 EXTERIOR ENCLOSURE | B2030 EXTERIOR DOORS | B203003 REVOLVING DOORS | Revolving Door | EA | RevolvingDoor_Type=General;
42057 | B20 EXTERIOR ENCLOSURE | B2030 EXTERIOR DOORS | B203003 REVOLVING DOORS | Revolving Door | EA | RevolvingDoor_Type=Other;
43057 | B20 EXTERIOR ENCLOSURE | B2030 EXTERIOR DOORS | B203003 REVOLVING DOORS | Revolving Door | EA | RevolvingDoor_Type=Unknown;
20013 | B20 EXTERIOR ENCLOSURE | B2030 EXTERIOR DOORS | B203004 OVERHEAD AND ROLL-UP DOORS | Exterior Overhead Door | EA | OHDoor_Material=Aluminum/Fiberglass; |  | OHDoor_Width=12; | OHDoor_Height=12; | OHDoor_Operation=Manual;
20014 | B20 EXTERIOR ENCLOSURE | B2030 EXTERIOR DOORS | B203004 OVERHEAD AND ROLL-UP DOORS | Exterior Overhead Door | EA | OHDoor_Material=Aluminum/Fiberglass; |  | OHDoor_Width=12; | OHDoor_Height=12; | OHDoor_Operation=Electric;
21403 | B20 EXTERIOR ENCLOSURE | B2030 EXTERIOR DOORS | B203004 OVERHEAD AND ROLL-UP DOORS | Exterior Overhead Door | EA | OHDoor_Material=General;
42058 | B20 EXTERIOR ENCLOSURE | B2030 EXTERIOR DOORS | B203004 OVERHEAD AND ROLL-UP DOORS | Exterior Overhead Door | SF | OHDoor_Material=Other;
20000 | B20 EXTERIOR ENCLOSURE | B2030 EXTERIOR DOORS | B203004 OVERHEAD AND ROLL-UP DOORS | Exterior Overhead Door | EA | OHDoor_Material=Steel; | OHDoor_Type=Rollup; | OHDoor_Width=20; | OHDoor_Height=16; | OHDoor_Operation=Electric;
20001 | B20 EXTERIOR ENCLOSURE | B2030 EXTERIOR DOORS | B203004 OVERHEAD AND ROLL-UP DOORS | Exterior Overhead Door | EA | OHDoor_Material=Steel; | OHDoor_Type=Rollup; | OHDoor_Width=10; | OHDoor_Height=10; | OHDoor_Operation=Manual;
20002 | B20 EXTERIOR ENCLOSURE | B2030 EXTERIOR DOORS | B203004 OVERHEAD AND ROLL-UP DOORS | Exterior Overhead Door | EA | OHDoor_Material=Steel; | OHDoor_Type=Rollup; | OHDoor_Width=12; | OHDoor_Height=12; | OHDoor_Operation=Manual;
20003 | B20 EXTERIOR ENCLOSURE | B2030 EXTERIOR DOORS | B203004 OVERHEAD AND ROLL-UP DOORS | Exterior Overhead Door | EA | OHDoor_Material=Steel; | OHDoor_Type=Rollup; | OHDoor_Width=14; | OHDoor_Height=14; | OHDoor_Operation=Manual;
20004 | B20 EXTERIOR ENCLOSURE | B2030 EXTERIOR DOORS | B203004 OVERHEAD AND ROLL-UP DOORS | Exterior Overhead Door | EA | OHDoor_Material=Steel; | OHDoor_Type=Rollup; | OHDoor_Width=20; | OHDoor_Height=12; | OHDoor_Operation=Manual;
20005 | B20 EXTERIOR ENCLOSURE | B2030 EXTERIOR DOORS | B203004 OVERHEAD AND ROLL-UP DOORS | Exterior Overhead Door | EA | OHDoor_Material=Steel; | OHDoor_Type=Rollup; | OHDoor_Width=8; | OHDoor_Height=8; | OHDoor_Operation=Electric;
20006 | B20 EXTERIOR ENCLOSURE | B2030 EXTERIOR DOORS | B203004 OVERHEAD AND ROLL-UP DOORS | Exterior Overhead Door | EA | OHDoor_Material=Steel; | OHDoor_Type=Rollup; | OHDoor_Width=12; | OHDoor_Height=12; | OHDoor_Operation=Electric;
20007 | B20 EXTERIOR ENCLOSURE | B2030 EXTERIOR DOORS | B203004 OVERHEAD AND ROLL-UP DOORS | Exterior Overhead Door | EA | OHDoor_Material=Steel; | OHDoor_Type=Rollup; | OHDoor_Width=8; | OHDoor_Height=8; | OHDoor_Operation=Manual;
20008 | B20 EXTERIOR ENCLOSURE | B2030 EXTERIOR DOORS | B203004 OVERHEAD AND ROLL-UP DOORS | Exterior Overhead Door | EA | OHDoor_Material=Steel; | OHDoor_Type=Rollup; | OHDoor_Width=20; | OHDoor_Height=12; | OHDoor_Operation=Electric;
20009 | B20 EXTERIOR ENCLOSURE | B2030 EXTERIOR DOORS | B203004 OVERHEAD AND ROLL-UP DOORS | Exterior Overhead Door | EA | OHDoor_Material=Steel; | OHDoor_Type=Rollup; | OHDoor_Width=20; | OHDoor_Height=16; | OHDoor_Operation=Manual;
20010 | B20 EXTERIOR ENCLOSURE | B2030 EXTERIOR DOORS | B203004 OVERHEAD AND ROLL-UP DOORS | Exterior Overhead Door | EA | OHDoor_Material=Steel; | OHDoor_Type=Rollup; | OHDoor_Width=10; | OHDoor_Height=10; |  | OHDoor_FireClass=Fire Rated;
20011 | B20 EXTERIOR ENCLOSURE | B2030 EXTERIOR DOORS | B203004 OVERHEAD AND ROLL-UP DOORS | Exterior Overhead Door | EA | OHDoor_Material=Steel; | OHDoor_Type=Vertical Lift; | OHDoor_Width=16; | OHDoor_Height=16; | OHDoor_Operation=Electric;
20012 | B20 EXTERIOR ENCLOSURE | B2030 EXTERIOR DOORS | B203004 OVERHEAD AND ROLL-UP DOORS | Exterior Overhead Door | EA | OHDoor_Material=Steel; | OHDoor_Type=Vertical Lift; | OHDoor_Width=32; | OHDoor_Height=24; | OHDoor_Operation=Electric;
20016 | B20 EXTERIOR ENCLOSURE | B2030 EXTERIOR DOORS | B203004 OVERHEAD AND ROLL-UP DOORS | Exterior Overhead Door | EA | OHDoor_Material=Steel; | OHDoor_Type=Rollup; | OHDoor_Width=14; | OHDoor_Height=14; | OHDoor_Operation=Electric;
20020 | B20 EXTERIOR ENCLOSURE | B2030 EXTERIOR DOORS | B203004 OVERHEAD AND ROLL-UP DOORS | Exterior Overhead Door | EA | OHDoor_Material=Steel; | OHDoor_Type=Rollup; | OHDoor_Width=10; | OHDoor_Height=10; | OHDoor_Operation=Electric;
20022 | B20 EXTERIOR ENCLOSURE | B2030 EXTERIOR DOORS | B203004 OVERHEAD AND ROLL-UP DOORS | Exterior Overhead Door | EA | OHDoor_Material=Steel; | OHDoor_Type=Sectional; | OHDoor_Width=20; | OHDoor_Height=14; | OHDoor_Operation=Electric;
20027 | B20 EXTERIOR ENCLOSURE | B2030 EXTERIOR DOORS | B203004 OVERHEAD AND ROLL-UP DOORS | Exterior Overhead Door | EA | OHDoor_Material=Steel; | OHDoor_Type=Sectional; | OHDoor_Width=10; | OHDoor_Height=10; | OHDoor_Operation=Manual;
20028 | B20 EXTERIOR ENCLOSURE | B2030 EXTERIOR DOORS | B203004 OVERHEAD AND ROLL-UP DOORS | Exterior Overhead Door | EA | OHDoor_Material=Steel; | OHDoor_Type=Sectional; | OHDoor_Width=12; | OHDoor_Height=12; | OHDoor_Operation=Manual;
20029 | B20 EXTERIOR ENCLOSURE | B2030 EXTERIOR DOORS | B203004 OVERHEAD AND ROLL-UP DOORS | Exterior Overhead Door | EA | OHDoor_Material=Steel; | OHDoor_Type=Sectional; | OHDoor_Width=20; | OHDoor_Height=14; | OHDoor_Operation=Manual;
20030 | B20 EXTERIOR ENCLOSURE | B2030 EXTERIOR DOORS | B203004 OVERHEAD AND ROLL-UP DOORS | Exterior Overhead Door | EA | OHDoor_Material=Steel; | OHDoor_Type=Sectional; | OHDoor_Width=8; | OHDoor_Height=8; | OHDoor_Operation=Electric;
20031 | B20 EXTERIOR ENCLOSURE | B2030 EXTERIOR DOORS | B203004 OVERHEAD AND ROLL-UP DOORS | Exterior Overhead Door | EA | OHDoor_Material=Steel; | OHDoor_Type=Sectional; | OHDoor_Width=10; | OHDoor_Height=10; | OHDoor_Operation=Electric;
20032 | B20 EXTERIOR ENCLOSURE | B2030 EXTERIOR DOORS | B203004 OVERHEAD AND ROLL-UP DOORS | Exterior Overhead Door | EA | OHDoor_Material=Steel; | OHDoor_Type=Sectional; | OHDoor_Width=12; | OHDoor_Height=12; | OHDoor_Operation=Electric;
20033 | B20 EXTERIOR ENCLOSURE | B2030 EXTERIOR DOORS | B203004 OVERHEAD AND ROLL-UP DOORS | Exterior Overhead Door | EA | OHDoor_Material=Steel; | OHDoor_Type=Sectional; | OHDoor_Width=8; | OHDoor_Height=8; | OHDoor_Operation=Manual;
40267 | B20 EXTERIOR ENCLOSURE | B2030 EXTERIOR DOORS | B203004 OVERHEAD AND ROLL-UP DOORS | Exterior Overhead Door | EA | OHDoor_Material=Steel; | OHDoor_Type=Shutter;
43583 | B20 EXTERIOR ENCLOSURE | B2030 EXTERIOR DOORS | B203004 OVERHEAD AND ROLL-UP DOORS | Exterior Overhead Door | EA | OHDoor_Material=Steel; | OHDoor_Type=Rollup;
43584 | B20 EXTERIOR ENCLOSURE | B2030 EXTERIOR DOORS | B203004 OVERHEAD AND ROLL-UP DOORS | Exterior Overhead Door | EA | OHDoor_Material=Steel; | OHDoor_Type=Sectional;
43058 | B20 EXTERIOR ENCLOSURE | B2030 EXTERIOR DOORS | B203004 OVERHEAD AND ROLL-UP DOORS | Exterior Overhead Door | SF | OHDoor_Material=Unknown;
20015 | B20 EXTERIOR ENCLOSURE | B2030 EXTERIOR DOORS | B203004 OVERHEAD AND ROLL-UP DOORS | Exterior Overhead Door | EA | OHDoor_Material=Wood; |  | OHDoor_Width=8; | OHDoor_Height=8; | OHDoor_Operation=Manual;
20017 | B20 EXTERIOR ENCLOSURE | B2030 EXTERIOR DOORS | B203004 OVERHEAD AND ROLL-UP DOORS | Exterior Overhead Door | EA | OHDoor_Material=Wood; |  | OHDoor_Width=8; | OHDoor_Height=8; | OHDoor_Operation=Electric;
20018 | B20 EXTERIOR ENCLOSURE | B2030 EXTERIOR DOORS | B203004 OVERHEAD AND ROLL-UP DOORS | Exterior Overhead Door | EA | OHDoor_Material=Wood; |  | OHDoor_Width=10; | OHDoor_Height=10; | OHDoor_Operation=Manual;
20019 | B20 EXTERIOR ENCLOSURE | B2030 EXTERIOR DOORS | B203004 OVERHEAD AND ROLL-UP DOORS | Exterior Overhead Door | EA | OHDoor_Material=Wood; |  | OHDoor_Width=12; | OHDoor_Height=12; | OHDoor_Operation=Manual;
20021 | B20 EXTERIOR ENCLOSURE | B2030 EXTERIOR DOORS | B203004 OVERHEAD AND ROLL-UP DOORS | Exterior Overhead Door | EA | OHDoor_Material=Wood; |  | OHDoor_Width=20; | OHDoor_Height=16; | OHDoor_Operation=Manual;
20023 | B20 EXTERIOR ENCLOSURE | B2030 EXTERIOR DOORS | B203004 OVERHEAD AND ROLL-UP DOORS | Exterior Overhead Door | EA | OHDoor_Material=Wood; |  | OHDoor_Width=10; | OHDoor_Height=10; | OHDoor_Operation=Electric;
20024 | B20 EXTERIOR ENCLOSURE | B2030 EXTERIOR DOORS | B203004 OVERHEAD AND ROLL-UP DOORS | Exterior Overhead Door | EA | OHDoor_Material=Wood; |  | OHDoor_Width=12; | OHDoor_Height=12; | OHDoor_Operation=Electric;
20025 | B20 EXTERIOR ENCLOSURE | B2030 EXTERIOR DOORS | B203004 OVERHEAD AND ROLL-UP DOORS | Exterior Overhead Door | EA | OHDoor_Material=Wood; |  | OHDoor_Width=14; | OHDoor_Height=14; | OHDoor_Operation=Electric;
20026 | B20 EXTERIOR ENCLOSURE | B2030 EXTERIOR DOORS | B203004 OVERHEAD AND ROLL-UP DOORS | Exterior Overhead Door | EA | OHDoor_Material=Wood; |  | OHDoor_Width=20; | OHDoor_Height=16; | OHDoor_Operation=Electric;
20034 | B20 EXTERIOR ENCLOSURE | B2030 EXTERIOR DOORS | B203004 OVERHEAD AND ROLL-UP DOORS | Exterior Overhead Door | EA | OHDoor_Material=Wood; |  | OHDoor_Width=14; | OHDoor_Height=14; | OHDoor_Operation=Manual;
21404 | B20 EXTERIOR ENCLOSURE | B2030 EXTERIOR DOORS | B203005 HANGAR DOORS | Hangar Door | SF | HangarDoor_Material=General;
42059 | B20 EXTERIOR ENCLOSURE | B2030 EXTERIOR DOORS | B203005 HANGAR DOORS | Hangar Door | SF | HangarDoor_Material=Other;
30053 | B20 EXTERIOR ENCLOSURE | B2030 EXTERIOR DOORS | B203005 HANGAR DOORS | Hangar Door | SF | HangarDoor_Material=Steel;
30055 | B20 EXTERIOR ENCLOSURE | B2030 EXTERIOR DOORS | B203005 HANGAR DOORS | Hangar Door | SF | HangarDoor_Material=Steel; | HangarDoor_Type=Bi-fold;
30057 | B20 EXTERIOR ENCLOSURE | B2030 EXTERIOR DOORS | B203005 HANGAR DOORS | Hangar Door | SF | HangarDoor_Material=Steel; | HangarDoor_Type=Sliding;
30059 | B20 EXTERIOR ENCLOSURE | B2030 EXTERIOR DOORS | B203005 HANGAR DOORS | Hangar Door | SF | HangarDoor_Material=Steel; | HangarDoor_Type=Vertical;
43059 | B20 EXTERIOR ENCLOSURE | B2030 EXTERIOR DOORS | B203005 HANGAR DOORS | Hangar Door | SF | HangarDoor_Material=Unknown;
30052 | B20 EXTERIOR ENCLOSURE | B2030 EXTERIOR DOORS | B203005 HANGAR DOORS | Hangar Door | SF | HangarDoor_Material=Wood;
30054 | B20 EXTERIOR ENCLOSURE | B2030 EXTERIOR DOORS | B203005 HANGAR DOORS | Hangar Door | SF | HangarDoor_Material=Wood; | HangarDoor_Type=Bi-fold;
30056 | B20 EXTERIOR ENCLOSURE | B2030 EXTERIOR DOORS | B203005 HANGAR DOORS | Hangar Door | SF | HangarDoor_Material=Wood; | HangarDoor_Type=Sliding;
30058 | B20 EXTERIOR ENCLOSURE | B2030 EXTERIOR DOORS | B203005 HANGAR DOORS | Hangar Door | SF | HangarDoor_Material=Wood; | HangarDoor_Type=Vertical;
30305 | B20 EXTERIOR ENCLOSURE | B2030 EXTERIOR DOORS | B203006 BLAST RESISTANT DOORS | Special Door | SF | SpecialDoor_Type=Blast Resistant;
42060 | B20 EXTERIOR ENCLOSURE | B2030 EXTERIOR DOORS | B203006 BLAST RESISTANT DOORS | Special Door | SF | SpecialDoor_Type=Blast Resistant;
43060 | B20 EXTERIOR ENCLOSURE | B2030 EXTERIOR DOORS | B203006 BLAST RESISTANT DOORS | Special Door | SF | SpecialDoor_Type=Blast Resistant;
30306 | B20 EXTERIOR ENCLOSURE | B2030 EXTERIOR DOORS | B203007 GATES | Gate | SF | Gate_Material=General;
42061 | B20 EXTERIOR ENCLOSURE | B2030 EXTERIOR DOORS | B203007 GATES | Gate | SF | Gate_Material=Other;
43061 | B20 EXTERIOR ENCLOSURE | B2030 EXTERIOR DOORS | B203007 GATES | Gate | SF | Gate_Material=Unknown;
41062 | B20 EXTERIOR ENCLOSURE | B2030 EXTERIOR DOORS | B203008 EXTERIOR DOOR HARDWARE | Door Hardware | EA | DoorHardware_Type=General;
42062 | B20 EXTERIOR ENCLOSURE | B2030 EXTERIOR DOORS | B203008 EXTERIOR DOOR HARDWARE | Door Hardware | EA | DoorHardware_Type=Other;
43062 | B20 EXTERIOR ENCLOSURE | B2030 EXTERIOR DOORS | B203008 EXTERIOR DOOR HARDWARE | Door Hardware | EA | DoorHardware_Type=Unknown;
44150 | B20 EXTERIOR ENCLOSURE | B2030 EXTERIOR DOORS | B203090 OTHER EXTERIOR SPECIALTY DOORS | Exterior Door | EA | Door_Type=Storm;
40257 | B20 EXTERIOR ENCLOSURE | B2030 EXTERIOR DOORS | B203090 OTHER EXTERIOR SPECIALTY DOORS | Exterior Personnel Door | EA | Door_Type=Emergency Egress Door;
41063 | B20 EXTERIOR ENCLOSURE | B2030 EXTERIOR DOORS | B203090 OTHER EXTERIOR SPECIALTY DOORS | Special Door | EA | SpecialDoor_Type=General;
42063 | B20 EXTERIOR ENCLOSURE | B2030 EXTERIOR DOORS | B203090 OTHER EXTERIOR SPECIALTY DOORS | Special Door | EA | SpecialDoor_Type=Other;
43063 | B20 EXTERIOR ENCLOSURE | B2030 EXTERIOR DOORS | B203090 OTHER EXTERIOR SPECIALTY DOORS | Special Door | EA | SpecialDoor_Type=Unknown;
21405 | B20 EXTERIOR ENCLOSURE | B2030 EXTERIOR DOORS | B203091 OTHER EXTERIOR PERSONNEL DOORS | Exterior Personnel Door | EA | Door_Type=General;
41064 | B20 EXTERIOR ENCLOSURE | B2030 EXTERIOR DOORS | B203091 OTHER EXTERIOR PERSONNEL DOORS | Exterior Personnel Door | EA | Door_Type=General;
43064 | B20 EXTERIOR ENCLOSURE | B2030 EXTERIOR DOORS | B203091 OTHER EXTERIOR PERSONNEL DOORS | Exterior Personnel Door | EA | Door_Type=General;
21410 | B30 ROOFING | B3010 ROOF COVERINGS | B301001 STEEP SLOPE ROOF SYSTEMS | Roof Covering | SF | Roof_Type=Steep Slope; | RoofCovering_Material=Formed Metal - Metal Standing Seam;
21411 | B30 ROOFING | B3010 ROOF COVERINGS | B301001 STEEP SLOPE ROOF SYSTEMS | Roof Covering | SF | Roof_Type=Steep Slope; | RoofCovering_Material=Preformed Metal - Metal Panel;
21414 | B30 ROOFING | B3010 ROOF COVERINGS | B301001 STEEP SLOPE ROOF SYSTEMS | Roof Covering | SF | Roof_Type=Steep Slope; | RoofCovering_Material=Shingle & Tile;
30109 | B30 ROOFING | B3010 ROOF COVERINGS | B301001 STEEP SLOPE ROOF SYSTEMS | Roof Covering | SF | Roof_Type=Steep Slope; | RoofCovering_Material=Concrete Tile;
30110 | B30 ROOFING | B3010 ROOF COVERINGS | B301001 STEEP SLOPE ROOF SYSTEMS | Roof Covering | SF | Roof_Type=Steep Slope; | RoofCovering_Material=Clay Tile;
30111 | B30 ROOFING | B3010 ROOF COVERINGS | B301001 STEEP SLOPE ROOF SYSTEMS | Roof Covering | SF | Roof_Type=Steep Slope; | RoofCovering_Material=Wood Shakes;
30112 | B30 ROOFING | B3010 ROOF COVERINGS | B301001 STEEP SLOPE ROOF SYSTEMS | Roof Covering | SF | Roof_Type=Steep Slope; | RoofCovering_Material=Concrete Shingles;
30113 | B30 ROOFING | B3010 ROOF COVERINGS | B301001 STEEP SLOPE ROOF SYSTEMS | Roof Covering | SF | Roof_Type=Steep Slope; | RoofCovering_Material=Asbestos Cement Shingles;
30114 | B30 ROOFING | B3010 ROOF COVERINGS | B301001 STEEP SLOPE ROOF SYSTEMS | Roof Covering | SF | Roof_Type=Steep Slope; | RoofCovering_Material=Wood Shingles;
30115 | B30 ROOFING | B3010 ROOF COVERINGS | B301001 STEEP SLOPE ROOF SYSTEMS | Roof Covering | SF | Roof_Type=Steep Slope; | RoofCovering_Material=Metal Shingles;
30116 | B30 ROOFING | B3010 ROOF COVERINGS | B301001 STEEP SLOPE ROOF SYSTEMS | Roof Covering | SF | Roof_Type=Steep Slope; | RoofCovering_Material=Asphalt Shingles;
30117 | B30 ROOFING | B3010 ROOF COVERINGS | B301001 STEEP SLOPE ROOF SYSTEMS | Roof Covering | SF | Roof_Type=Steep Slope; | RoofCovering_Material=Fiberglass Shingles;
30118 | B30 ROOFING | B3010 ROOF COVERINGS | B301001 STEEP SLOPE ROOF SYSTEMS | Roof Covering | SF | Roof_Type=Steep Slope; | RoofCovering_Material=Slate Shingles;
35011 | B30 ROOFING | B3010 ROOF COVERINGS | B301001 STEEP SLOPE ROOF SYSTEMS | Roof Covering | SF | Roof_Type=Steep Slope; | RoofCovering_Material=Formed Metal;
35012 | B30 ROOFING | B3010 ROOF COVERINGS | B301001 STEEP SLOPE ROOF SYSTEMS | Roof Covering | SF | Roof_Type=Steep Slope; | RoofCovering_Material=Preformed Metal;
41065 | B30 ROOFING | B3010 ROOF COVERINGS | B301001 STEEP SLOPE ROOF SYSTEMS | Roof Covering | SF | Roof_Type=Steep Slope; | RoofCovering_Material=General;
42065 | B30 ROOFING | B3010 ROOF COVERINGS | B301001 STEEP SLOPE ROOF SYSTEMS | Roof Covering | SF | Roof_Type=Steep Slope; | RoofCovering_Material=Other;
43065 | B30 ROOFING | B3010 ROOF COVERINGS | B301001 STEEP SLOPE ROOF SYSTEMS | Roof Covering | SF | Roof_Type=Steep Slope; | RoofCovering_Material=Unknown;
21412 | B30 ROOFING | B3010 ROOF COVERINGS | B301002 LOW SLOPE ROOF SYSTEMS | Roof Covering | SF | Roof_Type=Low Slope; | RoofCovering_Material=Single Ply Membrane;
21413 | B30 ROOFING | B3010 ROOF COVERINGS | B301002 LOW SLOPE ROOF SYSTEMS | Roof Covering | SF | Roof_Type=Low Slope; | RoofCovering_Material=Built-Up;
30107 | B30 ROOFING | B3010 ROOF COVERINGS | B301002 LOW SLOPE ROOF SYSTEMS | Roof Covering | SF | Roof_Type=Low Slope; | RoofCovering_Material=Liquid Elastomers;
30119 | B30 ROOFING | B3010 ROOF COVERINGS | B301002 LOW SLOPE ROOF SYSTEMS | Roof Covering | SF | Roof_Type=Low Slope; | RoofCovering_Material=Modified Bitumen;
41066 | B30 ROOFING | B3010 ROOF COVERINGS | B301002 LOW SLOPE ROOF SYSTEMS | Roof Covering | SF | Roof_Type=Low Slope; | RoofCovering_Material=General;
42066 | B30 ROOFING | B3010 ROOF COVERINGS | B301002 LOW SLOPE ROOF SYSTEMS | Roof Covering | SF | Roof_Type=Low Slope; | RoofCovering_Material=Other;
43066 | B30 ROOFING | B3010 ROOF COVERINGS | B301002 LOW SLOPE ROOF SYSTEMS | Roof Covering | SF | Roof_Type=Low Slope; | RoofCovering_Material=Unknown;
44000 | B30 ROOFING | B3010 ROOF COVERINGS | B301002 LOW SLOPE ROOF SYSTEMS | Roof Covering | SF | Roof_Type=Low Slope; | RoofCovering_Material=Polyurethane Foam;
30082 | B30 ROOFING | B3010 ROOF COVERINGS | B301003 ROOF INSULATION & FILL | Lightweight Concrete Fill | SF | RoofInsulation_Material=Lightweight Concrete Fill;
30081 | B30 ROOFING | B3010 ROOF COVERINGS | B301003 ROOF INSULATION & FILL | Roof Insulation | SF | RoofInsulation_Material=Cellular Fill;
40270 | B30 ROOFING | B3010 ROOF COVERINGS | B301003 ROOF INSULATION & FILL | Roof Insulation | SF | RoofInsulation_Material=Fiberglass Batts;
21406 | B30 ROOFING | B3010 ROOF COVERINGS | B301003 ROOF INSULATION & FILL | Roof Insulation | SF | RoofInsulation_Material=General;
30079 | B30 ROOFING | B3010 ROOF COVERINGS | B301003 ROOF INSULATION & FILL | Roof Insulation | SF | RoofInsulation_Material=Gypsum Fill;
30078 | B30 ROOFING | B3010 ROOF COVERINGS | B301003 ROOF INSULATION & FILL | Roof Insulation | SF | RoofInsulation_Material=Lightweight Concrete Fill;
42067 | B30 ROOFING | B3010 ROOF COVERINGS | B301003 ROOF INSULATION & FILL | Roof Insulation | SF | RoofInsulation_Material=Other;
30080 | B30 ROOFING | B3010 ROOF COVERINGS | B301003 ROOF INSULATION & FILL | Roof Insulation | SF | RoofInsulation_Material=Perlite Fill;
30088 | B30 ROOFING | B3010 ROOF COVERINGS | B301003 ROOF INSULATION & FILL | Roof Insulation | SF | RoofInsulation_Material=Rigid Cork;
30085 | B30 ROOFING | B3010 ROOF COVERINGS | B301003 ROOF INSULATION & FILL | Roof Insulation | SF | RoofInsulation_Material=Rigid Expanded Polystyrene;
30093 | B30 ROOFING | B3010 ROOF COVERINGS | B301003 ROOF INSULATION & FILL | Roof Insulation | SF | RoofInsulation_Material=Rigid Extruded Polystyrene;
30095 | B30 ROOFING | B3010 ROOF COVERINGS | B301003 ROOF INSULATION & FILL | Roof Insulation | SF | RoofInsulation_Material=Rigid Foamed-In-Place/PUF;
30094 | B30 ROOFING | B3010 ROOF COVERINGS | B301003 ROOF INSULATION & FILL | Roof Insulation | SF | RoofInsulation_Material=Rigid Foamglass;
30083 | B30 ROOFING | B3010 ROOF COVERINGS | B301003 ROOF INSULATION & FILL | Roof Insulation | SF | RoofInsulation_Material=Rigid Glass Fiber;
30092 | B30 ROOFING | B3010 ROOF COVERINGS | B301003 ROOF INSULATION & FILL | Roof Insulation | SF | RoofInsulation_Material=Rigid Multiple Types;
30084 | B30 ROOFING | B3010 ROOF COVERINGS | B301003 ROOF INSULATION & FILL | Roof Insulation | SF | RoofInsulation_Material=Rigid Perlite;
30087 | B30 ROOFING | B3010 ROOF COVERINGS | B301003 ROOF INSULATION & FILL | Roof Insulation | SF | RoofInsulation_Material=Rigid Phenolic;
30089 | B30 ROOFING | B3010 ROOF COVERINGS | B301003 ROOF INSULATION & FILL | Roof Insulation | SF | RoofInsulation_Material=Rigid Polyisocyanurate;
30090 | B30 ROOFING | B3010 ROOF COVERINGS | B301003 ROOF INSULATION & FILL | Roof Insulation | SF | RoofInsulation_Material=Rigid Polyurethane/Board;
30086 | B30 ROOFING | B3010 ROOF COVERINGS | B301003 ROOF INSULATION & FILL | Roof Insulation | SF | RoofInsulation_Material=Rigid Unknown;
30091 | B30 ROOFING | B3010 ROOF COVERINGS | B301003 ROOF INSULATION & FILL | Roof Insulation | SF | RoofInsulation_Material=Rigid Wood Fiberboard;
43067 | B30 ROOFING | B3010 ROOF COVERINGS | B301003 ROOF INSULATION & FILL | Roof Insulation | SF | RoofInsulation_Material=Unknown;
30077 | B30 ROOFING | B3010 ROOF COVERINGS | B301003 ROOF INSULATION & FILL | Roof Insulation | SF | RoofInsulation_Material=Vermiculite Fill;
44151 | B30 ROOFING | B3010 ROOF COVERINGS | B301004 FLASHINGS & TRIM | Flashing | LF | Flashing_Type=Chimney Cap/Squirrel/Bird Screen;
30101 | B30 ROOFING | B3010 ROOF COVERINGS | B301004 FLASHINGS & TRIM | Roof Flashing | LF | RoofFlashing_Material=Apron;
30097 | B30 ROOFING | B3010 ROOF COVERINGS | B301004 FLASHINGS & TRIM | Roof Flashing | LF | RoofFlashing_Material=Base;
30098 | B30 ROOFING | B3010 ROOF COVERINGS | B301004 FLASHINGS & TRIM | Roof Flashing | LF | RoofFlashing_Material=Cap;
30099 | B30 ROOFING | B3010 ROOF COVERINGS | B301004 FLASHINGS & TRIM | Roof Flashing | LF | RoofFlashing_Material=Embedded Edge Metal;
30104 | B30 ROOFING | B3010 ROOF COVERINGS | B301004 FLASHINGS & TRIM | Roof Flashing | EA | RoofFlashing_Material=Flashing Penetrations;
30096 | B30 ROOFING | B3010 ROOF COVERINGS | B301004 FLASHINGS & TRIM | Roof Flashing | LF | RoofFlashing_Material=General;
42068 | B30 ROOFING | B3010 ROOF COVERINGS | B301004 FLASHINGS & TRIM | Roof Flashing | SF | RoofFlashing_Material=Other;
30100 | B30 ROOFING | B3010 ROOF COVERINGS | B301004 FLASHINGS & TRIM | Roof Flashing | EA | RoofFlashing_Material=Pitch Pans;
30102 | B30 ROOFING | B3010 ROOF COVERINGS | B301004 FLASHINGS & TRIM | Roof Flashing | LF | RoofFlashing_Material=Step;
43068 | B30 ROOFING | B3010 ROOF COVERINGS | B301004 FLASHINGS & TRIM | Roof Flashing | SF | RoofFlashing_Material=Unknown;
30103 | B30 ROOFING | B3010 ROOF COVERINGS | B301004 FLASHINGS & TRIM | Roof Flashing | LF | RoofFlashing_Material=Valley;
21407 | B30 ROOFING | B3010 ROOF COVERINGS | B301005 GUTTERS & DOWNSPOUTS | Roof Drainage | LF | RoofDrainage_Type=Downspout;
41069 | B30 ROOFING | B3010 ROOF COVERINGS | B301005 GUTTERS & DOWNSPOUTS | Roof Drainage | LF | RoofDrainage_Type=General;
21409 | B30 ROOFING | B3010 ROOF COVERINGS | B301005 GUTTERS & DOWNSPOUTS | Roof Drainage | LF | RoofDrainage_Type=Gutter;
30108 | B30 ROOFING | B3010 ROOF COVERINGS | B301005 GUTTERS & DOWNSPOUTS | Roof Drainage | LF | RoofDrainage_Type=Other;
43069 | B30 ROOFING | B3010 ROOF COVERINGS | B301005 GUTTERS & DOWNSPOUTS | Roof Drainage | LF | RoofDrainage_Type=Unknown;
30060 | B30 ROOFING | B3010 ROOF COVERINGS | B301006 ROOF OPENINGS AND SUPPORTS | Gravity Ventilator | EA
30061 | B30 ROOFING | B3010 ROOF COVERINGS | B301006 ROOF OPENINGS AND SUPPORTS | Gravity Ventilator | EA |  |  | GravVentilator_Width=6;
30062 | B30 ROOFING | B3010 ROOF COVERINGS | B301006 ROOF OPENINGS AND SUPPORTS | Gravity Ventilator | EA |  |  | GravVentilator_Width=12;
30063 | B30 ROOFING | B3010 ROOF COVERINGS | B301006 ROOF OPENINGS AND SUPPORTS | Gravity Ventilator | EA |  |  | GravVentilator_Width=18;
30064 | B30 ROOFING | B3010 ROOF COVERINGS | B301006 ROOF OPENINGS AND SUPPORTS | Gravity Ventilator | EA |  |  | GravVentilator_Width=24;
30065 | B30 ROOFING | B3010 ROOF COVERINGS | B301006 ROOF OPENINGS AND SUPPORTS | Gravity Ventilator | EA |  |  | GravVentilator_Width=30;
30066 | B30 ROOFING | B3010 ROOF COVERINGS | B301006 ROOF OPENINGS AND SUPPORTS | Gravity Ventilator | EA |  |  | GravVentilator_Width=36;
30067 | B30 ROOFING | B3010 ROOF COVERINGS | B301006 ROOF OPENINGS AND SUPPORTS | Gravity Ventilator | EA |  |  | GravVentilator_Width=42;
30068 | B30 ROOFING | B3010 ROOF COVERINGS | B301006 ROOF OPENINGS AND SUPPORTS | Gravity Ventilator | EA |  |  | GravVentilator_Width=12; | GravVentilator_Length=12;
30069 | B30 ROOFING | B3010 ROOF COVERINGS | B301006 ROOF OPENINGS AND SUPPORTS | Gravity Ventilator | EA |  |  | GravVentilator_Width=12; | GravVentilator_Length=24;
30070 | B30 ROOFING | B3010 ROOF COVERINGS | B301006 ROOF OPENINGS AND SUPPORTS | Gravity Ventilator | EA |  |  | GravVentilator_Width=12; | GravVentilator_Length=36;
30071 | B30 ROOFING | B3010 ROOF COVERINGS | B301006 ROOF OPENINGS AND SUPPORTS | Gravity Ventilator | EA |  |  | GravVentilator_Width=20; | GravVentilator_Length=72;
30072 | B30 ROOFING | B3010 ROOF COVERINGS | B301006 ROOF OPENINGS AND SUPPORTS | Gravity Ventilator | EA |  |  | GravVentilator_Width=24; | GravVentilator_Length=72;
30073 | B30 ROOFING | B3010 ROOF COVERINGS | B301006 ROOF OPENINGS AND SUPPORTS | Gravity Ventilator | EA |  |  | GravVentilator_Width=48; | GravVentilator_Length=72;
30074 | B30 ROOFING | B3010 ROOF COVERINGS | B301006 ROOF OPENINGS AND SUPPORTS | Gravity Ventilator | EA |  |  | GravVentilator_Width=48; | GravVentilator_Length=60;
30075 | B30 ROOFING | B3010 ROOF COVERINGS | B301006 ROOF OPENINGS AND SUPPORTS | Gravity Ventilator | EA |  |  | GravVentilator_Width=60; | GravVentilator_Length=72;
30076 | B30 ROOFING | B3010 ROOF COVERINGS | B301006 ROOF OPENINGS AND SUPPORTS | Gravity Ventilator | EA |  |  | GravVentilator_Width=72; | GravVentilator_Length=72;
21417 | B30 ROOFING | B3010 ROOF COVERINGS | B301006 ROOF OPENINGS AND SUPPORTS | Hatch | EA
41070 | B30 ROOFING | B3010 ROOF COVERINGS | B301006 ROOF OPENINGS AND SUPPORTS | Roof Opening | SF | RoofOpening_Type=General;
21415 | B30 ROOFING | B3010 ROOF COVERINGS | B301006 ROOF OPENINGS AND SUPPORTS | Roof Opening | EA | RoofOpening_Type=Other;
43070 | B30 ROOFING | B3010 ROOF COVERINGS | B301006 ROOF OPENINGS AND SUPPORTS | Roof Opening | SF | RoofOpening_Type=Unknown;
21416 | B30 ROOFING | B3010 ROOF COVERINGS | B301006 ROOF OPENINGS AND SUPPORTS | Skylight | SF
41071 | B30 ROOFING | B3010 ROOF COVERINGS | B301090 OTHER ROOFING | Roof Covering | SF | Roof_Type=General;
21408 | B30 ROOFING | B3010 ROOF COVERINGS | B301090 OTHER ROOFING | Roof Covering | SF | Roof_Type=Other;
43071 | B30 ROOFING | B3010 ROOF COVERINGS | B301090 OTHER ROOFING | Roof Covering | SF | Roof_Type=Unknown;
30105 | B30 ROOFING | B3010 ROOF COVERINGS | B301090 OTHER ROOFING | Roof Covering | SF | Roof_Type=Walkway Protection;
44001 | C10 INTERIOR CONSTRUCTION | C1010 PARTITIONS | C101001 FIXED PARTITIONS | Interior Partition | SF | InteriorPartition_Type=Security Cage;
21418 | C10 INTERIOR CONSTRUCTION | C1010 PARTITIONS | C101001 FIXED PARTITIONS | Interior Wall | SF | IntWall_Type=Partition Wall;
21420 | C10 INTERIOR CONSTRUCTION | C1010 PARTITIONS | C101001 FIXED PARTITIONS | Interior Wall | SF | IntWall_Type=Partition Wall; | IntWall_Material=Plaster; |  |  | IntWall_Subtype=w/Stud Framing;
21421 | C10 INTERIOR CONSTRUCTION | C1010 PARTITIONS | C101001 FIXED PARTITIONS | Interior Wall | SF | IntWall_Type=Partition Wall; | IntWall_Material=Drywall; |  |  | IntWall_Subtype=w/Stud Framing;
21422 | C10 INTERIOR CONSTRUCTION | C1010 PARTITIONS | C101001 FIXED PARTITIONS | Interior Wall | SF | IntWall_Type=Partition Wall; | IntWall_Material=Concrete Block;
21423 | C10 INTERIOR CONSTRUCTION | C1010 PARTITIONS | C101001 FIXED PARTITIONS | Interior Wall | SF | IntWall_Type=Partition Wall; | IntWall_Material=Glazed Tile;
30159 | C10 INTERIOR CONSTRUCTION | C1010 PARTITIONS | C101001 FIXED PARTITIONS | Interior Wall | SF | IntWall_Type=Partition Wall; | IntWall_Material=Brick;
30161 | C10 INTERIOR CONSTRUCTION | C1010 PARTITIONS | C101001 FIXED PARTITIONS | Interior Wall | SF | IntWall_Type=Partition Wall; | IntWall_Material=Glass Block;
30162 | C10 INTERIOR CONSTRUCTION | C1010 PARTITIONS | C101001 FIXED PARTITIONS | Interior Wall | SF | IntWall_Type=Partition Wall; | IntWall_Material=Glass Curtain Wall;
41072 | C10 INTERIOR CONSTRUCTION | C1010 PARTITIONS | C101001 FIXED PARTITIONS | Interior Wall | SF | IntWall_Type=Partition Wall;
43072 | C10 INTERIOR CONSTRUCTION | C1010 PARTITIONS | C101001 FIXED PARTITIONS | Interior Wall | SF | IntWall_Type=Partition Wall;
30185 | C10 INTERIOR CONSTRUCTION | C1010 PARTITIONS | C101002 DEMOUNTABLE PARTITIONS | Interior Partition | SF | InteriorPartition_Type=Demountable;
42073 | C10 INTERIOR CONSTRUCTION | C1010 PARTITIONS | C101002 DEMOUNTABLE PARTITIONS | Interior Partition | SF | InteriorPartition_Type=Demountable;
43073 | C10 INTERIOR CONSTRUCTION | C1010 PARTITIONS | C101002 DEMOUNTABLE PARTITIONS | Interior Partition | SF | InteriorPartition_Type=Demountable;
30187 | C10 INTERIOR CONSTRUCTION | C1010 PARTITIONS | C101003 RETRACTABLE PARTITIONS | Interior Partition | SF | InteriorPartition_Type=Retractable;
42074 | C10 INTERIOR CONSTRUCTION | C1010 PARTITIONS | C101003 RETRACTABLE PARTITIONS | Interior Partition | SF | InteriorPartition_Type=Retractable;
43074 | C10 INTERIOR CONSTRUCTION | C1010 PARTITIONS | C101003 RETRACTABLE PARTITIONS | Interior Partition | SF | InteriorPartition_Type=Retractable;
30307 | C10 INTERIOR CONSTRUCTION | C1010 PARTITIONS | C101004 INTERIOR GUARDRAILS & SCREENS | Guardrail | LF
41075 | C10 INTERIOR CONSTRUCTION | C1010 PARTITIONS | C101004 INTERIOR GUARDRAILS & SCREENS | Guardrail | LF
42075 | C10 INTERIOR CONSTRUCTION | C1010 PARTITIONS | C101004 INTERIOR GUARDRAILS & SCREENS | Guardrail | LF
43075 | C10 INTERIOR CONSTRUCTION | C1010 PARTITIONS | C101004 INTERIOR GUARDRAILS & SCREENS | Guardrail | LF
30186 | C10 INTERIOR CONSTRUCTION | C1010 PARTITIONS | C101004 INTERIOR GUARDRAILS & SCREENS | Interior Partition | SF | InteriorPartition_Type=Wall Screen;
41076 | C10 INTERIOR CONSTRUCTION | C1010 PARTITIONS | C101005 INTERIOR WINDOWS | Interior Glazing | SF | InteriorGlazing_Type=General;
42076 | C10 INTERIOR CONSTRUCTION | C1010 PARTITIONS | C101005 INTERIOR WINDOWS | Interior Glazing | SF | InteriorGlazing_Type=Other;
43076 | C10 INTERIOR CONSTRUCTION | C1010 PARTITIONS | C101005 INTERIOR WINDOWS | Interior Glazing | SF | InteriorGlazing_Type=Unknown;
21419 | C10 INTERIOR CONSTRUCTION | C1010 PARTITIONS | C101005 INTERIOR WINDOWS | Interior Window | EA
60092 | C10 INTERIOR CONSTRUCTION | C1010 PARTITIONS | C101005 INTERIOR WINDOWS | Interior Window | EA | Window_Type=Sliding Window;
44002 | C10 INTERIOR CONSTRUCTION | C1010 PARTITIONS | C101005 INTERIOR WINDOWS | Rollup Grille | SF | RollupGrille_Material=Metal;
41077 | C10 INTERIOR CONSTRUCTION | C1010 PARTITIONS | C101006 GLAZED PARTITIONS & STOREFRONTS | Interior Partition | SF | InteriorPartition_Type=Storefront;
42077 | C10 INTERIOR CONSTRUCTION | C1010 PARTITIONS | C101006 GLAZED PARTITIONS & STOREFRONTS | Interior Partition | SF | InteriorPartition_Type=Storefront;
43077 | C10 INTERIOR CONSTRUCTION | C1010 PARTITIONS | C101006 GLAZED PARTITIONS & STOREFRONTS | Interior Partition | SF | InteriorPartition_Type=Storefront;
41078 | C10 INTERIOR CONSTRUCTION | C1010 PARTITIONS | C101007 INTERIOR GLAZING | Interior Glazing | SF | InteriorGlazing_Type=General;
42078 | C10 INTERIOR CONSTRUCTION | C1010 PARTITIONS | C101007 INTERIOR GLAZING | Interior Glazing | SF | InteriorGlazing_Type=Other;
43078 | C10 INTERIOR CONSTRUCTION | C1010 PARTITIONS | C101007 INTERIOR GLAZING | Interior Glazing | SF | InteriorGlazing_Type=Unknown;
41080 | C10 INTERIOR CONSTRUCTION | C1010 PARTITIONS | C101090 OTHER PARTITIONS | Interior Partition | SF | InteriorPartition_Type=General;
42080 | C10 INTERIOR CONSTRUCTION | C1010 PARTITIONS | C101090 OTHER PARTITIONS | Interior Partition | SF | InteriorPartition_Type=Other;
43080 | C10 INTERIOR CONSTRUCTION | C1010 PARTITIONS | C101090 OTHER PARTITIONS | Interior Partition | SF | InteriorPartition_Type=Unknown;
21425 | C10 INTERIOR CONSTRUCTION | C1020 INTERIOR DOORS | C102001 STANDARD INTERIOR DOORS | Interior Personnel Door | EA | Door_Type=Solid; | Door_Material=Wood Door/Metal Frame;
21426 | C10 INTERIOR CONSTRUCTION | C1020 INTERIOR DOORS | C102001 STANDARD INTERIOR DOORS | Interior Personnel Door | EA | Door_Type=Solid; | Door_Material=WoodDoor/Wood Frame;
21623 | C10 INTERIOR CONSTRUCTION | C1020 INTERIOR DOORS | C102001 STANDARD INTERIOR DOORS | Interior Personnel Door | EA | Door_Type=Solid; | Door_Material=Metal Door;
35004 | C10 INTERIOR CONSTRUCTION | C1020 INTERIOR DOORS | C102001 STANDARD INTERIOR DOORS | Interior Personnel Door | EA | Door_Type=Solid; | Door_Material=General;
42081 | C10 INTERIOR CONSTRUCTION | C1020 INTERIOR DOORS | C102001 STANDARD INTERIOR DOORS | Interior Personnel Door | EA | Door_Type=Solid; | Door_Material=Other;
43081 | C10 INTERIOR CONSTRUCTION | C1020 INTERIOR DOORS | C102001 STANDARD INTERIOR DOORS | Interior Personnel Door | EA | Door_Type=Solid; | Door_Material=Unknown;
30188 | C10 INTERIOR CONSTRUCTION | C1020 INTERIOR DOORS | C102002 GLAZED INTERIOR DOORS | Interior Personnel Door | EA | Door_Type=Glazed; | Door_Material=General;
42082 | C10 INTERIOR CONSTRUCTION | C1020 INTERIOR DOORS | C102002 GLAZED INTERIOR DOORS | Interior Personnel Door | EA | Door_Type=Glazed; | Door_Material=Other;
43082 | C10 INTERIOR CONSTRUCTION | C1020 INTERIOR DOORS | C102002 GLAZED INTERIOR DOORS | Interior Personnel Door | EA | Door_Type=Glazed; | Door_Material=Unknown;
60000 | C10 INTERIOR CONSTRUCTION | C1020 INTERIOR DOORS | C102002 GLAZED INTERIOR DOORS | Special Door | EA | Door_Type=Lab Sliding;
40260 | C10 INTERIOR CONSTRUCTION | C1020 INTERIOR DOORS | C102003 FIRE DOORS | Interior Overhead Door | EA |  | OHDoor_Type=Rollup; |  |  |  | OHDoor_FireClass=Fire Door;
41083 | C10 INTERIOR CONSTRUCTION | C1020 INTERIOR DOORS | C102003 FIRE DOORS | Interior Personnel Door | EA |  | Door_Material=General; |  |  |  | FireClass=Fire Door;
42083 | C10 INTERIOR CONSTRUCTION | C1020 INTERIOR DOORS | C102003 FIRE DOORS | Interior Personnel Door | EA |  | Door_Material=Other; |  |  |  | FireClass=Fire Door;
43083 | C10 INTERIOR CONSTRUCTION | C1020 INTERIOR DOORS | C102003 FIRE DOORS | Interior Personnel Door | EA |  | Door_Material=Unknown; |  |  |  | FireClass=Fire Door;
40259 | C10 INTERIOR CONSTRUCTION | C1020 INTERIOR DOORS | C102003 FIRE DOORS | Interior Personnel Door | EA | Door_Type=Sliding; |  |  |  |  | FireClass=Fire Door;
43585 | C10 INTERIOR CONSTRUCTION | C1020 INTERIOR DOORS | C102003 FIRE DOORS | Interior Personnel Door | EA | Door_Type=Sliding; | Door_Material=Metal; |  |  |  | FireClass=Fire Door;
43586 | C10 INTERIOR CONSTRUCTION | C1020 INTERIOR DOORS | C102003 FIRE DOORS | Interior Personnel Door | EA | Door_Type=Sliding; | Door_Material=Wood; |  |  |  | FireClass=Fire Door;
21424 | C10 INTERIOR CONSTRUCTION | C1020 INTERIOR DOORS | C102003 FIRE DOORS | Interior Personnel Door | EA | Door_Type=Swinging; |  |  |  |  | FireClass=Fire Door;
43587 | C10 INTERIOR CONSTRUCTION | C1020 INTERIOR DOORS | C102003 FIRE DOORS | Interior Personnel Door | EA | Door_Type=Swinging; | Door_Material=Metal; |  |  |  | FireClass=Fire Door;
43588 | C10 INTERIOR CONSTRUCTION | C1020 INTERIOR DOORS | C102003 FIRE DOORS | Interior Personnel Door | EA | Door_Type=Swinging; | Door_Material=Wood; |  |  |  | FireClass=Fire Door;
35003 | C10 INTERIOR CONSTRUCTION | C1020 INTERIOR DOORS | C102004 SLIDING & FOLDING DOORS | Sliding Door | EA | SlideDoor_Material=General;
42084 | C10 INTERIOR CONSTRUCTION | C1020 INTERIOR DOORS | C102004 SLIDING & FOLDING DOORS | Sliding Door | SF | SlideDoor_Material=Other;
20045 | C10 INTERIOR CONSTRUCTION | C1020 INTERIOR DOORS | C102004 SLIDING & FOLDING DOORS | Sliding Door | EA | SlideDoor_Material=Steel w/ Bronze Finish; |  | SlideDoor_Width=16; | SlideDoor_Height=9;
20048 | C10 INTERIOR CONSTRUCTION | C1020 INTERIOR DOORS | C102004 SLIDING & FOLDING DOORS | Sliding Door | EA | SlideDoor_Material=Steel w/ Bronze Finish; |  | SlideDoor_Width=24; | SlideDoor_Height=9;
20055 | C10 INTERIOR CONSTRUCTION | C1020 INTERIOR DOORS | C102004 SLIDING & FOLDING DOORS | Sliding Door | EA | SlideDoor_Material=Steel w/ Bronze Finish; |  | SlideDoor_Width=48; | SlideDoor_Height=9;
20049 | C10 INTERIOR CONSTRUCTION | C1020 INTERIOR DOORS | C102004 SLIDING & FOLDING DOORS | Sliding Door | EA | SlideDoor_Material=Steel w/ Mill Finish; |  | SlideDoor_Width=24; | SlideDoor_Height=9;
20052 | C10 INTERIOR CONSTRUCTION | C1020 INTERIOR DOORS | C102004 SLIDING & FOLDING DOORS | Sliding Door | EA | SlideDoor_Material=Steel w/ Mill Finish; |  | SlideDoor_Width=16; | SlideDoor_Height=9;
20054 | C10 INTERIOR CONSTRUCTION | C1020 INTERIOR DOORS | C102004 SLIDING & FOLDING DOORS | Sliding Door | EA | SlideDoor_Material=Steel w/ Mill Finish; |  | SlideDoor_Width=48; | SlideDoor_Height=9;
20051 | C10 INTERIOR CONSTRUCTION | C1020 INTERIOR DOORS | C102004 SLIDING & FOLDING DOORS | Sliding Door | EA | SlideDoor_Material=Steel w/Black Finish; |  | SlideDoor_Width=16; | SlideDoor_Height=9;
20053 | C10 INTERIOR CONSTRUCTION | C1020 INTERIOR DOORS | C102004 SLIDING & FOLDING DOORS | Sliding Door | EA | SlideDoor_Material=Steel w/Black Finish; |  | SlideDoor_Width=24; | SlideDoor_Height=9;
20056 | C10 INTERIOR CONSTRUCTION | C1020 INTERIOR DOORS | C102004 SLIDING & FOLDING DOORS | Sliding Door | EA | SlideDoor_Material=Steel w/Black Finish; |  | SlideDoor_Width=48; | SlideDoor_Height=9;
20036 | C10 INTERIOR CONSTRUCTION | C1020 INTERIOR DOORS | C102004 SLIDING & FOLDING DOORS | Sliding Door | EA | SlideDoor_Material=Steel; |  | SlideDoor_Width=10; | SlideDoor_Height=10; | Door_Operation=Electric;
20037 | C10 INTERIOR CONSTRUCTION | C1020 INTERIOR DOORS | C102004 SLIDING & FOLDING DOORS | Sliding Door | EA | SlideDoor_Material=Steel; |  | SlideDoor_Width=20; | SlideDoor_Height=10; | Door_Operation=Electric;
20038 | C10 INTERIOR CONSTRUCTION | C1020 INTERIOR DOORS | C102004 SLIDING & FOLDING DOORS | Sliding Door | EA | SlideDoor_Material=Steel; |  | SlideDoor_Width=12; | SlideDoor_Height=12; | Door_Operation=Electric;
20046 | C10 INTERIOR CONSTRUCTION | C1020 INTERIOR DOORS | C102004 SLIDING & FOLDING DOORS | Sliding Door | EA | SlideDoor_Material=Steel; |  | SlideDoor_Width=8; | SlideDoor_Height=8; | Door_Operation=Electric;
20050 | C10 INTERIOR CONSTRUCTION | C1020 INTERIOR DOORS | C102004 SLIDING & FOLDING DOORS | Sliding Door | EA | SlideDoor_Material=Steel; |  | SlideDoor_Width=12; | SlideDoor_Height=12; | Door_Operation=Manual;
20057 | C10 INTERIOR CONSTRUCTION | C1020 INTERIOR DOORS | C102004 SLIDING & FOLDING DOORS | Sliding Door | EA | SlideDoor_Material=Steel; |  | SlideDoor_Width=8; | SlideDoor_Height=8; | Door_Operation=Manual;
20058 | C10 INTERIOR CONSTRUCTION | C1020 INTERIOR DOORS | C102004 SLIDING & FOLDING DOORS | Sliding Door | EA | SlideDoor_Material=Steel; |  | SlideDoor_Width=10; | SlideDoor_Height=10; | Door_Operation=Manual;
20059 | C10 INTERIOR CONSTRUCTION | C1020 INTERIOR DOORS | C102004 SLIDING & FOLDING DOORS | Sliding Door | EA | SlideDoor_Material=Steel; |  | SlideDoor_Width=20; | SlideDoor_Height=10; | Door_Operation=Manual;
43084 | C10 INTERIOR CONSTRUCTION | C1020 INTERIOR DOORS | C102004 SLIDING & FOLDING DOORS | Sliding Door | SF | SlideDoor_Material=Unknown;
35005 | C10 INTERIOR CONSTRUCTION | C1020 INTERIOR DOORS | C102005 INTERIOR OVERHEAD DOORS | Interior Overhead Door | EA | OHDoor_Material=General;
30189 | C10 INTERIOR CONSTRUCTION | C1020 INTERIOR DOORS | C102005 INTERIOR OVERHEAD DOORS | Interior Overhead Door | EA | OHDoor_Material=Metal;
42085 | C10 INTERIOR CONSTRUCTION | C1020 INTERIOR DOORS | C102005 INTERIOR OVERHEAD DOORS | Interior Overhead Door | SF | OHDoor_Material=Other;
43085 | C10 INTERIOR CONSTRUCTION | C1020 INTERIOR DOORS | C102005 INTERIOR OVERHEAD DOORS | Interior Overhead Door | SF | OHDoor_Material=Unknown;
30190 | C10 INTERIOR CONSTRUCTION | C1020 INTERIOR DOORS | C102005 INTERIOR OVERHEAD DOORS | Interior Overhead Door | EA | OHDoor_Material=Wood;
35002 | C10 INTERIOR CONSTRUCTION | C1020 INTERIOR DOORS | C102006 INTERIOR GATES | Gate | EA
42086 | C10 INTERIOR CONSTRUCTION | C1020 INTERIOR DOORS | C102006 INTERIOR GATES | Gate | SF
43086 | C10 INTERIOR CONSTRUCTION | C1020 INTERIOR DOORS | C102006 INTERIOR GATES | Gate | SF
41087 | C10 INTERIOR CONSTRUCTION | C1020 INTERIOR DOORS | C102007 INTERIOR DOOR HARDWARE | Door Hardware | EA | DoorHardware_Type=General;
42087 | C10 INTERIOR CONSTRUCTION | C1020 INTERIOR DOORS | C102007 INTERIOR DOOR HARDWARE | Door Hardware | EA | DoorHardware_Type=Other;
43087 | C10 INTERIOR CONSTRUCTION | C1020 INTERIOR DOORS | C102007 INTERIOR DOOR HARDWARE | Door Hardware | EA | DoorHardware_Type=Unknown;
20040 | C10 INTERIOR CONSTRUCTION | C1020 INTERIOR DOORS | C102090 OTHER INTERIOR SPECIALTY DOORS | Rollup Grille | EA | RollupGrille_Material=Aluminum w/ Bronze Finish; |  | RollupGrille_Width=10; | RollupGrille_Height=10; | Door_Operation=Electric;
20042 | C10 INTERIOR CONSTRUCTION | C1020 INTERIOR DOORS | C102090 OTHER INTERIOR SPECIALTY DOORS | Rollup Grille | EA | RollupGrille_Material=Aluminum w/ Bronze Finish; |  | RollupGrille_Width=10; | RollupGrille_Height=10; | Door_Operation=Electric;
20039 | C10 INTERIOR CONSTRUCTION | C1020 INTERIOR DOORS | C102090 OTHER INTERIOR SPECIALTY DOORS | Rollup Grille | EA | RollupGrille_Material=Aluminum w/Mill Finish; |  | RollupGrille_Width=10; | RollupGrille_Height=10; | Door_Operation=Manual;
20041 | C10 INTERIOR CONSTRUCTION | C1020 INTERIOR DOORS | C102090 OTHER INTERIOR SPECIALTY DOORS | Rollup Grille | EA | RollupGrille_Material=Aluminum w/Mill Finish; |  | RollupGrille_Width=10; | RollupGrille_Height=10; | Door_Operation=Manual;
20035 | C10 INTERIOR CONSTRUCTION | C1020 INTERIOR DOORS | C102090 OTHER INTERIOR SPECIALTY DOORS | Rollup Grille | EA | RollupGrille_Material=Steel; |  | RollupGrille_Width=15; | RollupGrille_Height=8; | Door_Operation=Manual;
20043 | C10 INTERIOR CONSTRUCTION | C1020 INTERIOR DOORS | C102090 OTHER INTERIOR SPECIALTY DOORS | Rollup Grille | EA | RollupGrille_Material=Steel; |  | RollupGrille_Width=10; | RollupGrille_Height=10; | Door_Operation=Electric;
20044 | C10 INTERIOR CONSTRUCTION | C1020 INTERIOR DOORS | C102090 OTHER INTERIOR SPECIALTY DOORS | Rollup Grille | EA | RollupGrille_Material=Steel; |  | RollupGrille_Width=10; | RollupGrille_Height=10; | Door_Operation=Electric;
20047 | C10 INTERIOR CONSTRUCTION | C1020 INTERIOR DOORS | C102090 OTHER INTERIOR SPECIALTY DOORS | Rollup Grille | EA | RollupGrille_Material=Steel; |  | RollupGrille_Width=15; | RollupGrille_Height=8; | Door_Operation=Manual;
60001 | C10 INTERIOR CONSTRUCTION | C1020 INTERIOR DOORS | C102090 OTHER INTERIOR SPECIALTY DOORS | Special Door | EA |  | Door_Material=Laminated Lead on Wood Door;
60002 | C10 INTERIOR CONSTRUCTION | C1020 INTERIOR DOORS | C102090 OTHER INTERIOR SPECIALTY DOORS | Special Door | EA |  | Door_Material=Lead Sheet 1/16" on Metal Doors;
60003 | C10 INTERIOR CONSTRUCTION | C1020 INTERIOR DOORS | C102090 OTHER INTERIOR SPECIALTY DOORS | Special Door | EA | Door_Type=Acoustical; |  | STC_Rating=41 |  |  | FireClass=41 STC;
60004 | C10 INTERIOR CONSTRUCTION | C1020 INTERIOR DOORS | C102090 OTHER INTERIOR SPECIALTY DOORS | Special Door | EA | Door_Type=Acoustical; |  | STC_Rating=52 |  |  | FireClass=52 STC;
44003 | C10 INTERIOR CONSTRUCTION | C1020 INTERIOR DOORS | C102090 OTHER INTERIOR SPECIALTY DOORS | Special Door | EA | SpecialDoor_Type=Cold Storage;
21427 | C10 INTERIOR CONSTRUCTION | C1020 INTERIOR DOORS | C102090 OTHER INTERIOR SPECIALTY DOORS | Special Door | EA | SpecialDoor_Type=General;
42088 | C10 INTERIOR CONSTRUCTION | C1020 INTERIOR DOORS | C102090 OTHER INTERIOR SPECIALTY DOORS | Special Door | EA | SpecialDoor_Type=Other;
43088 | C10 INTERIOR CONSTRUCTION | C1020 INTERIOR DOORS | C102090 OTHER INTERIOR SPECIALTY DOORS | Special Door | EA | SpecialDoor_Type=Unknown;
40271 | C10 INTERIOR CONSTRUCTION | C1020 INTERIOR DOORS | C102091 OTHER INTERIOR PERSONNEL DOORS | Door Hardware | EA | DoorHardware_Type=Cipher Lock;
41089 | C10 INTERIOR CONSTRUCTION | C1020 INTERIOR DOORS | C102091 OTHER INTERIOR PERSONNEL DOORS | Interior Personnel Door | EA | Door_Type=General;
21428 | C10 INTERIOR CONSTRUCTION | C1020 INTERIOR DOORS | C102091 OTHER INTERIOR PERSONNEL DOORS | Interior Personnel Door | EA | Door_Type=Other;
43089 | C10 INTERIOR CONSTRUCTION | C1020 INTERIOR DOORS | C102091 OTHER INTERIOR PERSONNEL DOORS | Interior Personnel Door | EA | Door_Type=Unknown;
41090 | C10 INTERIOR CONSTRUCTION | C1030 SPECIALTIES | C103001 COMPARTMENTS, CUBICLES & TOILET PARTITIONS | Bath Partition | EA | BathPartition_Type=General;
42090 | C10 INTERIOR CONSTRUCTION | C1030 SPECIALTIES | C103001 COMPARTMENTS, CUBICLES & TOILET PARTITIONS | Bath Partition | EA | BathPartition_Type=Other;
30172 | C10 INTERIOR CONSTRUCTION | C1030 SPECIALTIES | C103001 COMPARTMENTS, CUBICLES & TOILET PARTITIONS | Bath Partition | EA | BathPartition_Type=Shower;
30173 | C10 INTERIOR CONSTRUCTION | C1030 SPECIALTIES | C103001 COMPARTMENTS, CUBICLES & TOILET PARTITIONS | Bath Partition | EA | BathPartition_Type=Shower; | BathPartition_Material=Coated Steel;
30174 | C10 INTERIOR CONSTRUCTION | C1030 SPECIALTIES | C103001 COMPARTMENTS, CUBICLES & TOILET PARTITIONS | Bath Partition | EA | BathPartition_Type=Shower; | BathPartition_Material=Stainless Steel;
30175 | C10 INTERIOR CONSTRUCTION | C1030 SPECIALTIES | C103001 COMPARTMENTS, CUBICLES & TOILET PARTITIONS | Bath Partition | EA | BathPartition_Type=Shower; | BathPartition_Material=Fiberglass;
30176 | C10 INTERIOR CONSTRUCTION | C1030 SPECIALTIES | C103001 COMPARTMENTS, CUBICLES & TOILET PARTITIONS | Bath Partition | EA | BathPartition_Type=Shower; | BathPartition_Material=Glass;
30180 | C10 INTERIOR CONSTRUCTION | C1030 SPECIALTIES | C103001 COMPARTMENTS, CUBICLES & TOILET PARTITIONS | Bath Partition | EA | BathPartition_Type=Shower; | BathPartition_Material=Plastic;
21429 | C10 INTERIOR CONSTRUCTION | C1030 SPECIALTIES | C103001 COMPARTMENTS, CUBICLES & TOILET PARTITIONS | Bath Partition | EA | BathPartition_Type=Toilet;
30167 | C10 INTERIOR CONSTRUCTION | C1030 SPECIALTIES | C103001 COMPARTMENTS, CUBICLES & TOILET PARTITIONS | Bath Partition | EA | BathPartition_Type=Toilet; | BathPartition_Material=Stone;
30168 | C10 INTERIOR CONSTRUCTION | C1030 SPECIALTIES | C103001 COMPARTMENTS, CUBICLES & TOILET PARTITIONS | Bath Partition | EA | BathPartition_Type=Toilet; | BathPartition_Material=Plastic;
30169 | C10 INTERIOR CONSTRUCTION | C1030 SPECIALTIES | C103001 COMPARTMENTS, CUBICLES & TOILET PARTITIONS | Bath Partition | EA | BathPartition_Type=Toilet; | BathPartition_Material=Coated Steel;
30170 | C10 INTERIOR CONSTRUCTION | C1030 SPECIALTIES | C103001 COMPARTMENTS, CUBICLES & TOILET PARTITIONS | Bath Partition | EA | BathPartition_Type=Toilet; | BathPartition_Material=Stainless Steel;
43090 | C10 INTERIOR CONSTRUCTION | C1030 SPECIALTIES | C103001 COMPARTMENTS, CUBICLES & TOILET PARTITIONS | Bath Partition | EA | BathPartition_Type=Unknown;
30171 | C10 INTERIOR CONSTRUCTION | C1030 SPECIALTIES | C103001 COMPARTMENTS, CUBICLES & TOILET PARTITIONS | Bath Partition | EA | BathPartition_Type=Urinal;
41091 | C10 INTERIOR CONSTRUCTION | C1030 SPECIALTIES | C103002 TOILET & BATH ACCESSORIES | Interior Fittings | EA | InteriorFitting_Type=Bath Accessories; | InteriorFitting_Subtype=General;
42091 | C10 INTERIOR CONSTRUCTION | C1030 SPECIALTIES | C103002 TOILET & BATH ACCESSORIES | Interior Fittings | EA | InteriorFitting_Type=Bath Accessories; | InteriorFitting_Subtype=Other;
43091 | C10 INTERIOR CONSTRUCTION | C1030 SPECIALTIES | C103002 TOILET & BATH ACCESSORIES | Interior Fittings | EA | InteriorFitting_Type=Bath Accessories; | InteriorFitting_Subtype=Unknown;
41092 | C10 INTERIOR CONSTRUCTION | C1030 SPECIALTIES | C103003 MARKER BOARDS & TACK BOARDS | Interior Fittings | EA | InteriorFitting_Type=Wall Boards; | InteriorFitting_Subtype=General;
42092 | C10 INTERIOR CONSTRUCTION | C1030 SPECIALTIES | C103003 MARKER BOARDS & TACK BOARDS | Interior Fittings | EA | InteriorFitting_Type=Wall Boards; | InteriorFitting_Subtype=Other;
43092 | C10 INTERIOR CONSTRUCTION | C1030 SPECIALTIES | C103003 MARKER BOARDS & TACK BOARDS | Interior Fittings | EA | InteriorFitting_Type=Wall Boards; | InteriorFitting_Subtype=Unknown;
41093 | C10 INTERIOR CONSTRUCTION | C1030 SPECIALTIES | C103004 IDENTIFYING DEVICES | Interior Fittings | EA | InteriorFitting_Type=Identifying Devices; | InteriorFitting_Subtype=General;
42093 | C10 INTERIOR CONSTRUCTION | C1030 SPECIALTIES | C103004 IDENTIFYING DEVICES | Interior Fittings | EA | InteriorFitting_Type=Identifying Devices; | InteriorFitting_Subtype=Other;
43093 | C10 INTERIOR CONSTRUCTION | C1030 SPECIALTIES | C103004 IDENTIFYING DEVICES | Interior Fittings | EA | InteriorFitting_Type=Identifying Devices; | InteriorFitting_Subtype=Unknown;
21430 | C10 INTERIOR CONSTRUCTION | C1030 SPECIALTIES | C103005 LOCKERS | Lockers | EA | Locker_Type=General;
42094 | C10 INTERIOR CONSTRUCTION | C1030 SPECIALTIES | C103005 LOCKERS | Lockers | EA | Locker_Type=Other;
43094 | C10 INTERIOR CONSTRUCTION | C1030 SPECIALTIES | C103005 LOCKERS | Lockers | EA | Locker_Type=Unknown;
30300 | C10 INTERIOR CONSTRUCTION | C1030 SPECIALTIES | C103006 SHELVING | Interior Shelving | LF | InteriorShelf_Type=General;
42095 | C10 INTERIOR CONSTRUCTION | C1030 SPECIALTIES | C103006 SHELVING | Interior Shelving | LF | InteriorShelf_Type=Other;
43095 | C10 INTERIOR CONSTRUCTION | C1030 SPECIALTIES | C103006 SHELVING | Interior Shelving | LF | InteriorShelf_Type=Unknown;
30301 | C10 INTERIOR CONSTRUCTION | C1030 SPECIALTIES | C103007 FIRE EXTINGUISHER CABINETS | Fire Equipment Cabinet | EA | FireCabinet_Type=General;
42096 | C10 INTERIOR CONSTRUCTION | C1030 SPECIALTIES | C103007 FIRE EXTINGUISHER CABINETS | Fire Equipment Cabinet | EA | FireCabinet_Type=Other;
43096 | C10 INTERIOR CONSTRUCTION | C1030 SPECIALTIES | C103007 FIRE EXTINGUISHER CABINETS | Fire Equipment Cabinet | EA | FireCabinet_Type=Unknown;
40273 | C10 INTERIOR CONSTRUCTION | C1030 SPECIALTIES | C103008 COUNTERS | Counter | LF | Counter_Material=Conrete;
40279 | C10 INTERIOR CONSTRUCTION | C1030 SPECIALTIES | C103008 COUNTERS | Counter | LF | Counter_Material=Corian;
21432 | C10 INTERIOR CONSTRUCTION | C1030 SPECIALTIES | C103008 COUNTERS | Counter | LF | Counter_Material=General;
40275 | C10 INTERIOR CONSTRUCTION | C1030 SPECIALTIES | C103008 COUNTERS | Counter | LF | Counter_Material=Granite;
40272 | C10 INTERIOR CONSTRUCTION | C1030 SPECIALTIES | C103008 COUNTERS | Counter | LF | Counter_Material=Laminated Plastic;
40276 | C10 INTERIOR CONSTRUCTION | C1030 SPECIALTIES | C103008 COUNTERS | Counter | LF | Counter_Material=Metal;
42097 | C10 INTERIOR CONSTRUCTION | C1030 SPECIALTIES | C103008 COUNTERS | Counter | LF | Counter_Material=Other;
40278 | C10 INTERIOR CONSTRUCTION | C1030 SPECIALTIES | C103008 COUNTERS | Counter | LF | Counter_Material=Stone;
40277 | C10 INTERIOR CONSTRUCTION | C1030 SPECIALTIES | C103008 COUNTERS | Counter | LF | Counter_Material=Tile;
43097 | C10 INTERIOR CONSTRUCTION | C1030 SPECIALTIES | C103008 COUNTERS | Counter | LF | Counter_Material=Unknown;
40274 | C10 INTERIOR CONSTRUCTION | C1030 SPECIALTIES | C103008 COUNTERS | Counter | LF | Counter_Material=Wood;
21431 | C10 INTERIOR CONSTRUCTION | C1030 SPECIALTIES | C103009 CABINETS | Cabinet | LF | Cabinet_Type=Cabinet; | Cabinet_Material=General;
42098 | C10 INTERIOR CONSTRUCTION | C1030 SPECIALTIES | C103009 CABINETS | Cabinet | LF | Cabinet_Type=Cabinet; | Cabinet_Material=Other;
43098 | C10 INTERIOR CONSTRUCTION | C1030 SPECIALTIES | C103009 CABINETS | Cabinet | LF | Cabinet_Type=Cabinet; | Cabinet_Material=Unknown;
41099 | C10 INTERIOR CONSTRUCTION | C1030 SPECIALTIES | C103010 CASEWORK | Cabinet | LF | Cabinet_Type=Casework; | Cabinet_Material=General;
42099 | C10 INTERIOR CONSTRUCTION | C1030 SPECIALTIES | C103010 CASEWORK | Cabinet | LF | Cabinet_Type=Casework; | Cabinet_Material=Other;
43099 | C10 INTERIOR CONSTRUCTION | C1030 SPECIALTIES | C103010 CASEWORK | Cabinet | LF | Cabinet_Type=Casework; | Cabinet_Material=Unknown;
41100 | C10 INTERIOR CONSTRUCTION | C1030 SPECIALTIES | C103011 CLOSETS | Cabinet | LF | Cabinet_Type=Closet; | Cabinet_Material=General;
42100 | C10 INTERIOR CONSTRUCTION | C1030 SPECIALTIES | C103011 CLOSETS | Cabinet | LF | Cabinet_Type=Closet; | Cabinet_Material=Other;
43100 | C10 INTERIOR CONSTRUCTION | C1030 SPECIALTIES | C103011 CLOSETS | Cabinet | LF | Cabinet_Type=Closet; | Cabinet_Material=Unknown;
41101 | C10 INTERIOR CONSTRUCTION | C1030 SPECIALTIES | C103012 FIRESTOPPING PENETRATIONS | Fireproofing | EA | Fireproofing_Type=General;
42101 | C10 INTERIOR CONSTRUCTION | C1030 SPECIALTIES | C103012 FIRESTOPPING PENETRATIONS | Fireproofing | EA | Fireproofing_Type=Other;
43101 | C10 INTERIOR CONSTRUCTION | C1030 SPECIALTIES | C103012 FIRESTOPPING PENETRATIONS | Fireproofing | EA | Fireproofing_Type=Unknown;
41102 | C10 INTERIOR CONSTRUCTION | C1030 SPECIALTIES | C103013 SPRAYED FIRE-RESISTIVE MATERIALS | Fireproofing | SF | Fireproofing_Type=General;
42102 | C10 INTERIOR CONSTRUCTION | C1030 SPECIALTIES | C103013 SPRAYED FIRE-RESISTIVE MATERIALS | Fireproofing | SF | Fireproofing_Type=Other;
43102 | C10 INTERIOR CONSTRUCTION | C1030 SPECIALTIES | C103013 SPRAYED FIRE-RESISTIVE MATERIALS | Fireproofing | SF | Fireproofing_Type=Unknown;
30211 | C10 INTERIOR CONSTRUCTION | C1030 SPECIALTIES | C103014 ENTRANCE FLOOR GRILLES AND MATS | Floor System | SF | FloorSystem_Type=Floor Grille; | FloorSystem_Material=Fiberglass Grate;
41103 | C10 INTERIOR CONSTRUCTION | C1030 SPECIALTIES | C103014 ENTRANCE FLOOR GRILLES AND MATS | Floor System | SF | FloorSystem_Type=Floor Grille; | FloorSystem_Material=General;
42103 | C10 INTERIOR CONSTRUCTION | C1030 SPECIALTIES | C103014 ENTRANCE FLOOR GRILLES AND MATS | Floor System | SF | FloorSystem_Type=Floor Grille; | FloorSystem_Material=Other;
43103 | C10 INTERIOR CONSTRUCTION | C1030 SPECIALTIES | C103014 ENTRANCE FLOOR GRILLES AND MATS | Floor System | SF | FloorSystem_Type=Floor Grille; | FloorSystem_Material=Unknown;
41104 | C10 INTERIOR CONSTRUCTION | C1030 SPECIALTIES | C103015 ORNAMENTAL METALWORK | Interior Fittings | EA | InteriorFitting_Type=Onamental Metal; | InteriorFitting_Subtype=General;
42104 | C10 INTERIOR CONSTRUCTION | C1030 SPECIALTIES | C103015 ORNAMENTAL METALWORK | Interior Fittings | EA | InteriorFitting_Type=Onamental Metal; | InteriorFitting_Subtype=Other;
43104 | C10 INTERIOR CONSTRUCTION | C1030 SPECIALTIES | C103015 ORNAMENTAL METALWORK | Interior Fittings | EA | InteriorFitting_Type=Onamental Metal; | InteriorFitting_Subtype=Unknown;
44152 | C10 INTERIOR CONSTRUCTION | C1030 SPECIALTIES | C103090 OTHER INTERIOR SPECIALTIES | Interior Fittings | EA | InteriorFitting_Type=Built-In Fireplace;
44154 | C10 INTERIOR CONSTRUCTION | C1030 SPECIALTIES | C103090 OTHER INTERIOR SPECIALTIES | Interior Fittings | EA | InteriorFitting_Type=Chandelier;
44153 | C10 INTERIOR CONSTRUCTION | C1030 SPECIALTIES | C103090 OTHER INTERIOR SPECIALTIES | Interior Fittings | EA | InteriorFitting_Type=Fireplace Accessories;
41105 | C10 INTERIOR CONSTRUCTION | C1030 SPECIALTIES | C103090 OTHER INTERIOR SPECIALTIES | Interior Fittings | EA | InteriorFitting_Type=General;
21433 | C10 INTERIOR CONSTRUCTION | C1030 SPECIALTIES | C103090 OTHER INTERIOR SPECIALTIES | Interior Fittings | EA | InteriorFitting_Type=Other;
43105 | C10 INTERIOR CONSTRUCTION | C1030 SPECIALTIES | C103090 OTHER INTERIOR SPECIALTIES | Interior Fittings | EA | InteriorFitting_Type=Unknown;
30191 | C10 INTERIOR CONSTRUCTION | C1030 SPECIALTIES | C103090 OTHER INTERIOR SPECIALTIES | Ladder | LF
21435 | C20 STAIRS | C2010 STAIR CONSTRUCTION | C201001 INTERIOR AND EXTERIOR STAIRS | Stair Assembly | EA |  | Stair_Material=Other;
41106 | C20 STAIRS | C2010 STAIR CONSTRUCTION | C201001 INTERIOR AND EXTERIOR STAIRS | Stair Assembly | FLT |  | Stair_Material=General;
43106 | C20 STAIRS | C2010 STAIR CONSTRUCTION | C201001 INTERIOR AND EXTERIOR STAIRS | Stair Assembly | FLT |  | Stair_Material=Unknown;
44155 | C20 STAIRS | C2010 STAIR CONSTRUCTION | C201001 INTERIOR AND EXTERIOR STAIRS | Stair Assembly | FLT | Stair_Type=Exterior Concrete Stoop;
30225 | C20 STAIRS | C2010 STAIR CONSTRUCTION | C201001 INTERIOR AND EXTERIOR STAIRS | Stair Assembly | EA | Stair_Type=Exterior;
30226 | C20 STAIRS | C2010 STAIR CONSTRUCTION | C201001 INTERIOR AND EXTERIOR STAIRS | Stair Assembly | EA | Stair_Type=Exterior; | Stair_Material=Metal; | Stair_Risers=12 Riser;
30227 | C20 STAIRS | C2010 STAIR CONSTRUCTION | C201001 INTERIOR AND EXTERIOR STAIRS | Stair Assembly | EA | Stair_Type=Exterior; | Stair_Material=Metal; | Stair_Risers=24 Riser;
30228 | C20 STAIRS | C2010 STAIR CONSTRUCTION | C201001 INTERIOR AND EXTERIOR STAIRS | Stair Assembly | EA | Stair_Type=Exterior; | Stair_Material=Concrete; | Stair_Risers=12 Riser;
30229 | C20 STAIRS | C2010 STAIR CONSTRUCTION | C201001 INTERIOR AND EXTERIOR STAIRS | Stair Assembly | EA | Stair_Type=Exterior; | Stair_Material=Concrete; | Stair_Risers=24 Riser;
30230 | C20 STAIRS | C2010 STAIR CONSTRUCTION | C201001 INTERIOR AND EXTERIOR STAIRS | Stair Assembly | EA | Stair_Type=Exterior; | Stair_Material=Wood; | Stair_Risers=12 Riser;
30231 | C20 STAIRS | C2010 STAIR CONSTRUCTION | C201001 INTERIOR AND EXTERIOR STAIRS | Stair Assembly | EA | Stair_Type=Exterior; | Stair_Material=Wood; | Stair_Risers=24 Riser;
44007 | C20 STAIRS | C2010 STAIR CONSTRUCTION | C201001 INTERIOR AND EXTERIOR STAIRS | Stair Assembly | EA | Stair_Type=Exterior; |  | Stair_Risers=Steps;
44008 | C20 STAIRS | C2010 STAIR CONSTRUCTION | C201001 INTERIOR AND EXTERIOR STAIRS | Stair Assembly | EA | Stair_Type=Exterior; | Stair_Material=Concrete; | Stair_Risers=Steps;
44009 | C20 STAIRS | C2010 STAIR CONSTRUCTION | C201001 INTERIOR AND EXTERIOR STAIRS | Stair Assembly | EA | Stair_Type=Exterior; | Stair_Material=Wood; | Stair_Risers=Steps;
21434 | C20 STAIRS | C2010 STAIR CONSTRUCTION | C201001 INTERIOR AND EXTERIOR STAIRS | Stair Assembly | EA | Stair_Type=Interior;
30192 | C20 STAIRS | C2010 STAIR CONSTRUCTION | C201001 INTERIOR AND EXTERIOR STAIRS | Stair Assembly | EA | Stair_Type=Interior; | Stair_Material=Metal; | Stair_Risers=12 Riser;
30193 | C20 STAIRS | C2010 STAIR CONSTRUCTION | C201001 INTERIOR AND EXTERIOR STAIRS | Stair Assembly | EA | Stair_Type=Interior; | Stair_Material=Concrete; | Stair_Risers=12 Riser;
30194 | C20 STAIRS | C2010 STAIR CONSTRUCTION | C201001 INTERIOR AND EXTERIOR STAIRS | Stair Assembly | EA | Stair_Type=Interior; | Stair_Material=Wood; | Stair_Risers=12 Riser;
30195 | C20 STAIRS | C2010 STAIR CONSTRUCTION | C201001 INTERIOR AND EXTERIOR STAIRS | Stair Assembly | EA | Stair_Type=Interior; | Stair_Material=Metal; | Stair_Risers=24 Riser;
30196 | C20 STAIRS | C2010 STAIR CONSTRUCTION | C201001 INTERIOR AND EXTERIOR STAIRS | Stair Assembly | EA | Stair_Type=Interior; | Stair_Material=Concrete; | Stair_Risers=24 Riser;
30197 | C20 STAIRS | C2010 STAIR CONSTRUCTION | C201001 INTERIOR AND EXTERIOR STAIRS | Stair Assembly | EA | Stair_Type=Interior; | Stair_Material=Wood; | Stair_Risers=24 Riser;
44004 | C20 STAIRS | C2010 STAIR CONSTRUCTION | C201001 INTERIOR AND EXTERIOR STAIRS | Stair Assembly | EA | Stair_Type=Interior; |  | Stair_Risers=Steps;
44005 | C20 STAIRS | C2010 STAIR CONSTRUCTION | C201001 INTERIOR AND EXTERIOR STAIRS | Stair Assembly | EA | Stair_Type=Interior; | Stair_Material=Concrete; | Stair_Risers=Steps;
44006 | C20 STAIRS | C2010 STAIR CONSTRUCTION | C201001 INTERIOR AND EXTERIOR STAIRS | Stair Assembly | EA | Stair_Type=Interior; | Stair_Material=Wood; | Stair_Risers=Steps;
41107 | C20 STAIRS | C2010 STAIR CONSTRUCTION | C201002 FIRE ESCAPE STAIRS | Fire Escape | FLT
42107 | C20 STAIRS | C2010 STAIR CONSTRUCTION | C201002 FIRE ESCAPE STAIRS | Fire Escape | FLT
43107 | C20 STAIRS | C2010 STAIR CONSTRUCTION | C201002 FIRE ESCAPE STAIRS | Fire Escape | FLT
41108 | C20 STAIRS | C2010 STAIR CONSTRUCTION | C201090 STAIR HANDRAILS, GUARDRAILS AND ACCESSORIES | Handrail | LF | Handrail_Type=General;
42108 | C20 STAIRS | C2010 STAIR CONSTRUCTION | C201090 STAIR HANDRAILS, GUARDRAILS AND ACCESSORIES | Handrail | LF | Handrail_Type=Other;
43108 | C20 STAIRS | C2010 STAIR CONSTRUCTION | C201090 STAIR HANDRAILS, GUARDRAILS AND ACCESSORIES | Handrail | LF | Handrail_Type=Unknown;
30198 | C30 INTERIOR FINISHES | C3010 WALL FINISHES | C301001 CONCRETE WALL FINISHES | Interior Wall Finish | SF | WallFinish_Type=Concrete; | WallFinish_Material=General;
42109 | C30 INTERIOR FINISHES | C3010 WALL FINISHES | C301001 CONCRETE WALL FINISHES | Interior Wall Finish | SF | WallFinish_Type=Concrete; | WallFinish_Material=Other;
43109 | C30 INTERIOR FINISHES | C3010 WALL FINISHES | C301001 CONCRETE WALL FINISHES | Interior Wall Finish | SF | WallFinish_Type=Concrete; | WallFinish_Material=Unknown;
30204 | C30 INTERIOR FINISHES | C3010 WALL FINISHES | C301002 PLASTER WALL FINISHES | Interior Wall Finish | SF | WallFinish_Type=Plaster; | WallFinish_Material=General;
42110 | C30 INTERIOR FINISHES | C3010 WALL FINISHES | C301002 PLASTER WALL FINISHES | Interior Wall Finish | SF | WallFinish_Type=Plaster; | WallFinish_Material=Other;
43110 | C30 INTERIOR FINISHES | C3010 WALL FINISHES | C301002 PLASTER WALL FINISHES | Interior Wall Finish | SF | WallFinish_Type=Plaster; | WallFinish_Material=Unknown;
30203 | C30 INTERIOR FINISHES | C3010 WALL FINISHES | C301003 GYPSUM WALLBOARD FINISHES | Interior Wall Finish | SF | WallFinish_Type=Gypsum Wallboard; | WallFinish_Material=General;
42111 | C30 INTERIOR FINISHES | C3010 WALL FINISHES | C301003 GYPSUM WALLBOARD FINISHES | Interior Wall Finish | SF | WallFinish_Type=Gypsum Wallboard; | WallFinish_Material=Other;
43111 | C30 INTERIOR FINISHES | C3010 WALL FINISHES | C301003 GYPSUM WALLBOARD FINISHES | Interior Wall Finish | SF | WallFinish_Type=Gypsum Wallboard; | WallFinish_Material=Unknown;
21624 | C30 INTERIOR FINISHES | C3010 WALL FINISHES | C301004 TILE & TERRAZZO WALL FINISHES | Interior Wall Finish | SF | WallFinish_Type=Tile;
41112 | C30 INTERIOR FINISHES | C3010 WALL FINISHES | C301004 TILE & TERRAZZO WALL FINISHES | Interior Wall Finish | SF | WallFinish_Type=Tile; | WallFinish_Material=General;
42112 | C30 INTERIOR FINISHES | C3010 WALL FINISHES | C301004 TILE & TERRAZZO WALL FINISHES | Interior Wall Finish | SF | WallFinish_Type=Tile; | WallFinish_Material=Other;
43112 | C30 INTERIOR FINISHES | C3010 WALL FINISHES | C301004 TILE & TERRAZZO WALL FINISHES | Interior Wall Finish | SF | WallFinish_Type=Tile; | WallFinish_Material=Unknown;
21437 | C30 INTERIOR FINISHES | C3010 WALL FINISHES | C301005 WALL COVERINGS | Interior Wall Finish | SF | WallFinish_Type=Wall Covering; | WallFinish_Material=General;
30200 | C30 INTERIOR FINISHES | C3010 WALL FINISHES | C301005 WALL COVERINGS | Interior Wall Finish | SF | WallFinish_Type=Wall Covering; | WallFinish_Material=Wood Panel;
30201 | C30 INTERIOR FINISHES | C3010 WALL FINISHES | C301005 WALL COVERINGS | Interior Wall Finish | SF | WallFinish_Type=Wall Covering; | WallFinish_Material=Metal Panel;
40280 | C30 INTERIOR FINISHES | C3010 WALL FINISHES | C301005 WALL COVERINGS | Interior Wall Finish | SF | WallFinish_Type=Wall Covering; | WallFinish_Material=Laminated Plastic Panel;
42113 | C30 INTERIOR FINISHES | C3010 WALL FINISHES | C301005 WALL COVERINGS | Interior Wall Finish | SF | WallFinish_Type=Wall Covering; | WallFinish_Material=Other;
43113 | C30 INTERIOR FINISHES | C3010 WALL FINISHES | C301005 WALL COVERINGS | Interior Wall Finish | SF | WallFinish_Type=Wall Covering; | WallFinish_Material=Unknown;
43589 | C30 INTERIOR FINISHES | C3010 WALL FINISHES | C301005 WALL COVERINGS | Interior Wall Finish | SF | WallFinish_Type=Wall Covering; | WallFinish_Material=Wallpaper;
44010 | C30 INTERIOR FINISHES | C3010 WALL FINISHES | C301005 WALL COVERINGS | Interior Wall Finish | SF | WallFinish_Type=Wall Covering; | WallFinish_Material=Paint;
30199 | C30 INTERIOR FINISHES | C3010 WALL FINISHES | C301006 ACOUSTICAL PANELS ADHERED TO WALLS | Interior Wall Finish | SF | WallFinish_Type=Acoustic Panel; | WallFinish_Material=General;
42114 | C30 INTERIOR FINISHES | C3010 WALL FINISHES | C301006 ACOUSTICAL PANELS ADHERED TO WALLS | Interior Wall Finish | SF | WallFinish_Type=Acoustic Panel; | WallFinish_Material=Other;
43114 | C30 INTERIOR FINISHES | C3010 WALL FINISHES | C301006 ACOUSTICAL PANELS ADHERED TO WALLS | Interior Wall Finish | SF | WallFinish_Type=Acoustic Panel; | WallFinish_Material=Unknown;
41115 | C30 INTERIOR FINISHES | C3010 WALL FINISHES | C301090 OTHER WALL FINISHES | Interior Wall Finish | SF | WallFinish_Type=General;
21436 | C30 INTERIOR FINISHES | C3010 WALL FINISHES | C301090 OTHER WALL FINISHES | Interior Wall Finish | SF | WallFinish_Type=Other;
43115 | C30 INTERIOR FINISHES | C3010 WALL FINISHES | C301090 OTHER WALL FINISHES | Interior Wall Finish | SF | WallFinish_Type=Unknown;
21439 | C30 INTERIOR FINISHES | C3020 FLOOR FINISHES | C302001 TILE FLOOR FINISHES | Interior Floor Finish | SF | FloorFinish_Type=Tile; | FloorFinish_Material=Ceramic Tile;
21440 | C30 INTERIOR FINISHES | C3020 FLOOR FINISHES | C302001 TILE FLOOR FINISHES | Interior Floor Finish | SF | FloorFinish_Type=Tile; | FloorFinish_Material=Marble Tile;
21451 | C30 INTERIOR FINISHES | C3020 FLOOR FINISHES | C302001 TILE FLOOR FINISHES | Interior Floor Finish | SF | FloorFinish_Type=Tile; | FloorFinish_Material=Porcelain Tile;
41116 | C30 INTERIOR FINISHES | C3020 FLOOR FINISHES | C302001 TILE FLOOR FINISHES | Interior Floor Finish | SF | FloorFinish_Type=Tile; | FloorFinish_Material=General;
42116 | C30 INTERIOR FINISHES | C3020 FLOOR FINISHES | C302001 TILE FLOOR FINISHES | Interior Floor Finish | SF | FloorFinish_Type=Tile; | FloorFinish_Material=Other;
43116 | C30 INTERIOR FINISHES | C3020 FLOOR FINISHES | C302001 TILE FLOOR FINISHES | Interior Floor Finish | SF | FloorFinish_Type=Tile; | FloorFinish_Material=Unknown;
21445 | C30 INTERIOR FINISHES | C3020 FLOOR FINISHES | C302002 TERRAZZO FLOOR FINISHES | Interior Floor Finish | SF | FloorFinish_Type=Terrazzo; | FloorFinish_Material=General;
42117 | C30 INTERIOR FINISHES | C3020 FLOOR FINISHES | C302002 TERRAZZO FLOOR FINISHES | Interior Floor Finish | SF | FloorFinish_Type=Terrazzo; | FloorFinish_Material=Other;
43117 | C30 INTERIOR FINISHES | C3020 FLOOR FINISHES | C302002 TERRAZZO FLOOR FINISHES | Interior Floor Finish | SF | FloorFinish_Type=Terrazzo; | FloorFinish_Material=Unknown;
21446 | C30 INTERIOR FINISHES | C3020 FLOOR FINISHES | C302003 WOOD FLOORING | Interior Floor Finish | SF | FloorFinish_Type=Wood; | FloorFinish_Material=General;
42118 | C30 INTERIOR FINISHES | C3020 FLOOR FINISHES | C302003 WOOD FLOORING | Interior Floor Finish | SF | FloorFinish_Type=Wood; | FloorFinish_Material=Other;
43118 | C30 INTERIOR FINISHES | C3020 FLOOR FINISHES | C302003 WOOD FLOORING | Interior Floor Finish | SF | FloorFinish_Type=Wood; | FloorFinish_Material=Unknown;
21438 | C30 INTERIOR FINISHES | C3020 FLOOR FINISHES | C302004 RESILIENT FLOOR FINISHES | Interior Floor Finish | SF | FloorFinish_Type=Resilient; | FloorFinish_Material=Cork;
21444 | C30 INTERIOR FINISHES | C3020 FLOOR FINISHES | C302004 RESILIENT FLOOR FINISHES | Interior Floor Finish | SF | FloorFinish_Type=Resilient; | FloorFinish_Material=Rubber;
21448 | C30 INTERIOR FINISHES | C3020 FLOOR FINISHES | C302004 RESILIENT FLOOR FINISHES | Interior Floor Finish | SF | FloorFinish_Type=Resilient; | FloorFinish_Material=Composition;
21452 | C30 INTERIOR FINISHES | C3020 FLOOR FINISHES | C302004 RESILIENT FLOOR FINISHES | Interior Floor Finish | SF | FloorFinish_Type=Resilient; | FloorFinish_Material=Vinyl Tile;
30205 | C30 INTERIOR FINISHES | C3020 FLOOR FINISHES | C302004 RESILIENT FLOOR FINISHES | Interior Floor Finish | SF | FloorFinish_Type=Resilient; | FloorFinish_Material=Resilient Tile;
41119 | C30 INTERIOR FINISHES | C3020 FLOOR FINISHES | C302004 RESILIENT FLOOR FINISHES | Interior Floor Finish | SF | FloorFinish_Type=Resilient; | FloorFinish_Material=General;
42119 | C30 INTERIOR FINISHES | C3020 FLOOR FINISHES | C302004 RESILIENT FLOOR FINISHES | Interior Floor Finish | SF | FloorFinish_Type=Resilient; | FloorFinish_Material=Other;
43119 | C30 INTERIOR FINISHES | C3020 FLOOR FINISHES | C302004 RESILIENT FLOOR FINISHES | Interior Floor Finish | SF | FloorFinish_Type=Resilient; | FloorFinish_Material=Unknown;
21449 | C30 INTERIOR FINISHES | C3020 FLOOR FINISHES | C302005 CARPETING | Interior Floor Finish | SF | FloorFinish_Type=Carpet; | FloorFinish_Material=Carpet Tile;
21450 | C30 INTERIOR FINISHES | C3020 FLOOR FINISHES | C302005 CARPETING | Interior Floor Finish | SF | FloorFinish_Type=Carpet; | FloorFinish_Material=General;
42120 | C30 INTERIOR FINISHES | C3020 FLOOR FINISHES | C302005 CARPETING | Interior Floor Finish | SF | FloorFinish_Type=Carpet; | FloorFinish_Material=Other;
43120 | C30 INTERIOR FINISHES | C3020 FLOOR FINISHES | C302005 CARPETING | Interior Floor Finish | SF | FloorFinish_Type=Carpet; | FloorFinish_Material=Unknown;
21442 | C30 INTERIOR FINISHES | C3020 FLOOR FINISHES | C302006 MASONRY & STONE FLOORING | Interior Floor Finish | SF | FloorFinish_Type=Masonry; | FloorFinish_Material=Quarry Tile;
41121 | C30 INTERIOR FINISHES | C3020 FLOOR FINISHES | C302006 MASONRY & STONE FLOORING | Interior Floor Finish | SF | FloorFinish_Type=Masonry; | FloorFinish_Material=General;
42121 | C30 INTERIOR FINISHES | C3020 FLOOR FINISHES | C302006 MASONRY & STONE FLOORING | Interior Floor Finish | SF | FloorFinish_Type=Masonry; | FloorFinish_Material=Other;
43121 | C30 INTERIOR FINISHES | C3020 FLOOR FINISHES | C302006 MASONRY & STONE FLOORING | Interior Floor Finish | SF | FloorFinish_Type=Masonry; | FloorFinish_Material=Unknown;
41122 | C30 INTERIOR FINISHES | C3020 FLOOR FINISHES | C302007 WALL BASE FINISHES | Interior Wall Base | LF | WallBase_Material=General;
42122 | C30 INTERIOR FINISHES | C3020 FLOOR FINISHES | C302007 WALL BASE FINISHES | Interior Wall Base | LF | WallBase_Material=Other;
43122 | C30 INTERIOR FINISHES | C3020 FLOOR FINISHES | C302007 WALL BASE FINISHES | Interior Wall Base | LF | WallBase_Material=Unknown;
41123 | C30 INTERIOR FINISHES | C3020 FLOOR FINISHES | C302008 STAIR FINISHES | Stair Finish | SF | StairFinish_Material=General;
42123 | C30 INTERIOR FINISHES | C3020 FLOOR FINISHES | C302008 STAIR FINISHES | Stair Finish | SF | StairFinish_Material=Other;
43123 | C30 INTERIOR FINISHES | C3020 FLOOR FINISHES | C302008 STAIR FINISHES | Stair Finish | SF | StairFinish_Material=Unknown;
21441 | C30 INTERIOR FINISHES | C3020 FLOOR FINISHES | C302009 FLOOR TOPPINGS AND TRAFFIC MEMBRANES | Interior Floor Finish | SF | FloorFinish_Type=Traffic Membrane; | FloorFinish_Material=Floor Topping;
41124 | C30 INTERIOR FINISHES | C3020 FLOOR FINISHES | C302009 FLOOR TOPPINGS AND TRAFFIC MEMBRANES | Interior Floor Finish | SF | FloorFinish_Type=Traffic Membrane; | FloorFinish_Material=General;
42124 | C30 INTERIOR FINISHES | C3020 FLOOR FINISHES | C302009 FLOOR TOPPINGS AND TRAFFIC MEMBRANES | Interior Floor Finish | SF | FloorFinish_Type=Traffic Membrane; | FloorFinish_Material=Other;
43124 | C30 INTERIOR FINISHES | C3020 FLOOR FINISHES | C302009 FLOOR TOPPINGS AND TRAFFIC MEMBRANES | Interior Floor Finish | SF | FloorFinish_Type=Traffic Membrane; | FloorFinish_Material=Unknown;
21447 | C30 INTERIOR FINISHES | C3020 FLOOR FINISHES | C302010 HARDENERS AND SEALERS | Interior Floor Finish | SF | FloorFinish_Type=Hardener Seal; | FloorFinish_Material=Concrete Coating;
41125 | C30 INTERIOR FINISHES | C3020 FLOOR FINISHES | C302010 HARDENERS AND SEALERS | Interior Floor Finish | SF | FloorFinish_Type=Hardener Seal; | FloorFinish_Material=General;
42125 | C30 INTERIOR FINISHES | C3020 FLOOR FINISHES | C302010 HARDENERS AND SEALERS | Interior Floor Finish | SF | FloorFinish_Type=Hardener Seal; | FloorFinish_Material=Other;
43125 | C30 INTERIOR FINISHES | C3020 FLOOR FINISHES | C302010 HARDENERS AND SEALERS | Interior Floor Finish | SF | FloorFinish_Type=Hardener Seal; | FloorFinish_Material=Unknown;
44011 | C30 INTERIOR FINISHES | C3020 FLOOR FINISHES | C302010 HARDENERS AND SEALERS | Interior Floor Finish | SF | FloorFinish_Type=Hardener Seal; | FloorFinish_Material=Epoxy Coating;
21618 | C30 INTERIOR FINISHES | C3020 FLOOR FINISHES | C302011 RAISED ACCESS FLOORING | Floor System | SF | FloorSystem_Type=Raised Access; | FloorSystem_Material=General;
42126 | C30 INTERIOR FINISHES | C3020 FLOOR FINISHES | C302011 RAISED ACCESS FLOORING | Floor System | SF | FloorSystem_Type=Raised Access; | FloorSystem_Material=Other;
43126 | C30 INTERIOR FINISHES | C3020 FLOOR FINISHES | C302011 RAISED ACCESS FLOORING | Floor System | SF | FloorSystem_Type=Raised Access; | FloorSystem_Material=Unknown;
41127 | C30 INTERIOR FINISHES | C3020 FLOOR FINISHES | C302090 OTHER FLOORING & FLOOR FINISHES | Interior Floor Finish | SF | FloorFinish_Type=General;
21443 | C30 INTERIOR FINISHES | C3020 FLOOR FINISHES | C302090 OTHER FLOORING & FLOOR FINISHES | Interior Floor Finish | SF | FloorFinish_Type=Other;
43127 | C30 INTERIOR FINISHES | C3020 FLOOR FINISHES | C302090 OTHER FLOORING & FLOOR FINISHES | Interior Floor Finish | SF | FloorFinish_Type=Unknown;
21456 | C30 INTERIOR FINISHES | C3030 CEILING FINISHES | C303001 ACOUSTICAL CEILING TILES & PANELS | Interior Ceiling | SF | InteriorCeiling_Type=Acoustical Ceiling Tile; | InteriorCeiling_Material=General;
42128 | C30 INTERIOR FINISHES | C3030 CEILING FINISHES | C303001 ACOUSTICAL CEILING TILES & PANELS | Interior Ceiling | SF | InteriorCeiling_Type=Acoustical Ceiling Tile; | InteriorCeiling_Material=Other;
43128 | C30 INTERIOR FINISHES | C3030 CEILING FINISHES | C303001 ACOUSTICAL CEILING TILES & PANELS | Interior Ceiling | SF | InteriorCeiling_Type=Acoustical Ceiling Tile; | InteriorCeiling_Material=Unknown;
21455 | C30 INTERIOR FINISHES | C3030 CEILING FINISHES | C303002 GYPSUM WALLBOARD CEILING FINISHES | Interior Ceiling | SF | InteriorCeiling_Type=Gypsum Wallbaord; | InteriorCeiling_Material=General;
42129 | C30 INTERIOR FINISHES | C3030 CEILING FINISHES | C303002 GYPSUM WALLBOARD CEILING FINISHES | Interior Ceiling | SF | InteriorCeiling_Type=Gypsum Wallbaord; | InteriorCeiling_Material=Other;
43129 | C30 INTERIOR FINISHES | C3030 CEILING FINISHES | C303002 GYPSUM WALLBOARD CEILING FINISHES | Interior Ceiling | SF | InteriorCeiling_Type=Gypsum Wallbaord; | InteriorCeiling_Material=Unknown;
21453 | C30 INTERIOR FINISHES | C3030 CEILING FINISHES | C303003 PLASTER CEILING FINISHES | Interior Ceiling | SF | InteriorCeiling_Type=Plaster; | InteriorCeiling_Material=General;
42130 | C30 INTERIOR FINISHES | C3030 CEILING FINISHES | C303003 PLASTER CEILING FINISHES | Interior Ceiling | SF | InteriorCeiling_Type=Plaster; | InteriorCeiling_Material=Other;
43130 | C30 INTERIOR FINISHES | C3030 CEILING FINISHES | C303003 PLASTER CEILING FINISHES | Interior Ceiling | SF | InteriorCeiling_Type=Plaster; | InteriorCeiling_Material=Unknown;
30207 | C30 INTERIOR FINISHES | C3030 CEILING FINISHES | C303004 WOOD CEILINGS | Interior Ceiling | SF | InteriorCeiling_Type=Wood; | InteriorCeiling_Material=General;
42131 | C30 INTERIOR FINISHES | C3030 CEILING FINISHES | C303004 WOOD CEILINGS | Interior Ceiling | SF | InteriorCeiling_Type=Wood; | InteriorCeiling_Material=Other;
43131 | C30 INTERIOR FINISHES | C3030 CEILING FINISHES | C303004 WOOD CEILINGS | Interior Ceiling | SF | InteriorCeiling_Type=Wood; | InteriorCeiling_Material=Unknown;
41132 | C30 INTERIOR FINISHES | C3030 CEILING FINISHES | C303005 SUSPENSION SYSTEMS | Interior Ceiling | SF | InteriorCeiling_Type=Suspension; | InteriorCeiling_Material=General;
42132 | C30 INTERIOR FINISHES | C3030 CEILING FINISHES | C303005 SUSPENSION SYSTEMS | Interior Ceiling | SF | InteriorCeiling_Type=Suspension; | InteriorCeiling_Material=Other;
43132 | C30 INTERIOR FINISHES | C3030 CEILING FINISHES | C303005 SUSPENSION SYSTEMS | Interior Ceiling | SF | InteriorCeiling_Type=Suspension; | InteriorCeiling_Material=Unknown;
30208 | C30 INTERIOR FINISHES | C3030 CEILING FINISHES | C303006 METAL STRIP CEILINGS | Interior Ceiling | SF | InteriorCeiling_Type=Metal Strip; | InteriorCeiling_Material=General;
42133 | C30 INTERIOR FINISHES | C3030 CEILING FINISHES | C303006 METAL STRIP CEILINGS | Interior Ceiling | SF | InteriorCeiling_Type=Metal Strip; | InteriorCeiling_Material=Other;
43133 | C30 INTERIOR FINISHES | C3030 CEILING FINISHES | C303006 METAL STRIP CEILINGS | Interior Ceiling | SF | InteriorCeiling_Type=Metal Strip; | InteriorCeiling_Material=Unknown;
30210 | C30 INTERIOR FINISHES | C3030 CEILING FINISHES | C303090 OTHER CEILING & CEILING FINISHES | Interior Ceiling | SF | InteriorCeiling_Type=Exposed Concrete; | InteriorCeiling_Material=Concrete Coating;
41134 | C30 INTERIOR FINISHES | C3030 CEILING FINISHES | C303090 OTHER CEILING & CEILING FINISHES | Interior Ceiling | SF | InteriorCeiling_Type=General; | InteriorCeiling_Material=General;
44012 | C30 INTERIOR FINISHES | C3030 CEILING FINISHES | C303090 OTHER CEILING & CEILING FINISHES | Interior Ceiling | SF | InteriorCeiling_Type=Insulated Batts; | InteriorCeiling_Material=Plastic Covered;
21454 | C30 INTERIOR FINISHES | C3030 CEILING FINISHES | C303090 OTHER CEILING & CEILING FINISHES | Interior Ceiling | SF | InteriorCeiling_Type=Other; | InteriorCeiling_Material=Other;
43134 | C30 INTERIOR FINISHES | C3030 CEILING FINISHES | C303090 OTHER CEILING & CEILING FINISHES | Interior Ceiling | SF | InteriorCeiling_Type=Unknown; | InteriorCeiling_Material=Unknown;
41136 | C30 INTERIOR FINISHES | C3040 INT COATINGS / SPECIAL FINISHES | C304002 CONCRETE FINISHES | Special Interior Coating | SF | InteriorCoating_Substrate=Concrete; | InteriorCoating_Material=General;
42136 | C30 INTERIOR FINISHES | C3040 INT COATINGS / SPECIAL FINISHES | C304002 CONCRETE FINISHES | Special Interior Coating | SF | InteriorCoating_Substrate=Concrete; | InteriorCoating_Material=Other;
43136 | C30 INTERIOR FINISHES | C3040 INT COATINGS / SPECIAL FINISHES | C304002 CONCRETE FINISHES | Special Interior Coating | SF | InteriorCoating_Substrate=Concrete; | InteriorCoating_Material=Unknown;
41137 | C30 INTERIOR FINISHES | C3040 INT COATINGS / SPECIAL FINISHES | C304003 CONCRETE MASONRY FINISHES | Special Interior Coating | SF | InteriorCoating_Substrate=Masonry; | InteriorCoating_Material=General;
42137 | C30 INTERIOR FINISHES | C3040 INT COATINGS / SPECIAL FINISHES | C304003 CONCRETE MASONRY FINISHES | Special Interior Coating | SF | InteriorCoating_Substrate=Masonry; | InteriorCoating_Material=Other;
43137 | C30 INTERIOR FINISHES | C3040 INT COATINGS / SPECIAL FINISHES | C304003 CONCRETE MASONRY FINISHES | Special Interior Coating | SF | InteriorCoating_Substrate=Masonry; | InteriorCoating_Material=Unknown;
41138 | C30 INTERIOR FINISHES | C3040 INT COATINGS / SPECIAL FINISHES | C304004 METAL FINISHES | Special Interior Coating | SF | InteriorCoating_Substrate=Metal; | InteriorCoating_Material=General;
42138 | C30 INTERIOR FINISHES | C3040 INT COATINGS / SPECIAL FINISHES | C304004 METAL FINISHES | Special Interior Coating | SF | InteriorCoating_Substrate=Metal; | InteriorCoating_Material=Other;
43138 | C30 INTERIOR FINISHES | C3040 INT COATINGS / SPECIAL FINISHES | C304004 METAL FINISHES | Special Interior Coating | SF | InteriorCoating_Substrate=Metal; | InteriorCoating_Material=Unknown;
41139 | C30 INTERIOR FINISHES | C3040 INT COATINGS / SPECIAL FINISHES | C304005 INTERIOR WOOD FINISHES | Special Interior Coating | SF | InteriorCoating_Substrate=Wood; | InteriorCoating_Material=General;
42139 | C30 INTERIOR FINISHES | C3040 INT COATINGS / SPECIAL FINISHES | C304005 INTERIOR WOOD FINISHES | Special Interior Coating | SF | InteriorCoating_Substrate=Wood; | InteriorCoating_Material=Other;
43139 | C30 INTERIOR FINISHES | C3040 INT COATINGS / SPECIAL FINISHES | C304005 INTERIOR WOOD FINISHES | Special Interior Coating | SF | InteriorCoating_Substrate=Wood; | InteriorCoating_Material=Unknown;
41140 | C30 INTERIOR FINISHES | C3040 INT COATINGS / SPECIAL FINISHES | C304006 GYPSUM WALLBOARD FINISHES | Special Interior Coating | SF | InteriorCoating_Substrate=Gypsum Wallboard; | InteriorCoating_Material=General;
42140 | C30 INTERIOR FINISHES | C3040 INT COATINGS / SPECIAL FINISHES | C304006 GYPSUM WALLBOARD FINISHES | Special Interior Coating | SF | InteriorCoating_Substrate=Gypsum Wallboard; | InteriorCoating_Material=Other;
43140 | C30 INTERIOR FINISHES | C3040 INT COATINGS / SPECIAL FINISHES | C304006 GYPSUM WALLBOARD FINISHES | Special Interior Coating | SF | InteriorCoating_Substrate=Gypsum Wallboard; | InteriorCoating_Material=Unknown;
41141 | C30 INTERIOR FINISHES | C3040 INT COATINGS / SPECIAL FINISHES | C304007 SPECIAL COATINGS ON WALLS | Special Interior Coating | SF | InteriorCoating_Substrate=General;
42141 | C30 INTERIOR FINISHES | C3040 INT COATINGS / SPECIAL FINISHES | C304007 SPECIAL COATINGS ON WALLS | Special Interior Coating | SF | InteriorCoating_Substrate=Other;
43141 | C30 INTERIOR FINISHES | C3040 INT COATINGS / SPECIAL FINISHES | C304007 SPECIAL COATINGS ON WALLS | Special Interior Coating | SF | InteriorCoating_Substrate=Unknown;
41143 | D10 CONVEYING | D1010 ELEVATORS AND LIFTS | D101002 PASSENGER ELEVATORS | Elevator | STP | Elevator_Type=General; | Elevator_Use=Passenger;
20060 | D10 CONVEYING | D1010 ELEVATORS AND LIFTS | D101002 PASSENGER ELEVATORS | Elevator | EA | Elevator_Type=Hydraulic; | Elevator_Use=Hospital; | Elevator_Stops=5; | Elevator_Capacity=5000;
20061 | D10 CONVEYING | D1010 ELEVATORS AND LIFTS | D101002 PASSENGER ELEVATORS | Elevator | EA | Elevator_Type=Hydraulic; | Elevator_Use=Hospital; | Elevator_Stops=5; | Elevator_Capacity=4000;
20062 | D10 CONVEYING | D1010 ELEVATORS AND LIFTS | D101002 PASSENGER ELEVATORS | Elevator | EA | Elevator_Type=Hydraulic; | Elevator_Use=Hospital; | Elevator_Stops=2; | Elevator_Capacity=4500;
20063 | D10 CONVEYING | D1010 ELEVATORS AND LIFTS | D101002 PASSENGER ELEVATORS | Elevator | EA | Elevator_Type=Hydraulic; | Elevator_Use=Hospital; | Elevator_Stops=5; | Elevator_Capacity=4500;
20064 | D10 CONVEYING | D1010 ELEVATORS AND LIFTS | D101002 PASSENGER ELEVATORS | Elevator | EA | Elevator_Type=Hydraulic; | Elevator_Use=Hospital; | Elevator_Stops=2; | Elevator_Capacity=5000;
20065 | D10 CONVEYING | D1010 ELEVATORS AND LIFTS | D101002 PASSENGER ELEVATORS | Elevator | EA | Elevator_Type=Hydraulic; | Elevator_Use=Hospital; | Elevator_Stops=2; | Elevator_Capacity=4000;
20072 | D10 CONVEYING | D1010 ELEVATORS AND LIFTS | D101002 PASSENGER ELEVATORS | Elevator | EA | Elevator_Type=Hydraulic; | Elevator_Use=Hospital; | Elevator_Stops=5; | Elevator_Capacity=3500;
20074 | D10 CONVEYING | D1010 ELEVATORS AND LIFTS | D101002 PASSENGER ELEVATORS | Elevator | EA | Elevator_Type=Hydraulic; | Elevator_Use=Passenger; | Elevator_Stops=2; | Elevator_Capacity=2000;
20075 | D10 CONVEYING | D1010 ELEVATORS AND LIFTS | D101002 PASSENGER ELEVATORS | Elevator | EA | Elevator_Type=Hydraulic; | Elevator_Use=Passenger; | Elevator_Stops=5; | Elevator_Capacity=1500;
20076 | D10 CONVEYING | D1010 ELEVATORS AND LIFTS | D101002 PASSENGER ELEVATORS | Elevator | EA | Elevator_Type=Hydraulic; | Elevator_Use=Passenger; | Elevator_Stops=5; | Elevator_Capacity=2000;
20078 | D10 CONVEYING | D1010 ELEVATORS AND LIFTS | D101002 PASSENGER ELEVATORS | Elevator | EA | Elevator_Type=Hydraulic; | Elevator_Use=Passenger; | Elevator_Stops=2; | Elevator_Capacity=2500;
20079 | D10 CONVEYING | D1010 ELEVATORS AND LIFTS | D101002 PASSENGER ELEVATORS | Elevator | EA | Elevator_Type=Hydraulic; | Elevator_Use=Passenger; | Elevator_Stops=2; | Elevator_Capacity=1500;
20080 | D10 CONVEYING | D1010 ELEVATORS AND LIFTS | D101002 PASSENGER ELEVATORS | Elevator | EA | Elevator_Type=Hydraulic; | Elevator_Use=Passenger; | Elevator_Stops=5; | Elevator_Capacity=2500;
20081 | D10 CONVEYING | D1010 ELEVATORS AND LIFTS | D101002 PASSENGER ELEVATORS | Elevator | EA | Elevator_Type=Hydraulic; | Elevator_Use=Passenger; | Elevator_Stops=2; | Elevator_Capacity=3000;
20082 | D10 CONVEYING | D1010 ELEVATORS AND LIFTS | D101002 PASSENGER ELEVATORS | Elevator | EA | Elevator_Type=Hydraulic; | Elevator_Use=Passenger; | Elevator_Stops=2; | Elevator_Capacity=3500;
20083 | D10 CONVEYING | D1010 ELEVATORS AND LIFTS | D101002 PASSENGER ELEVATORS | Elevator | EA | Elevator_Type=Hydraulic; | Elevator_Use=Passenger; | Elevator_Stops=5; | Elevator_Capacity=3500;
20084 | D10 CONVEYING | D1010 ELEVATORS AND LIFTS | D101002 PASSENGER ELEVATORS | Elevator | EA | Elevator_Type=Hydraulic; | Elevator_Use=Passenger; | Elevator_Stops=2; | Elevator_Capacity=4000;
20085 | D10 CONVEYING | D1010 ELEVATORS AND LIFTS | D101002 PASSENGER ELEVATORS | Elevator | EA | Elevator_Type=Hydraulic; | Elevator_Use=Passenger; | Elevator_Stops=5; | Elevator_Capacity=4000;
20086 | D10 CONVEYING | D1010 ELEVATORS AND LIFTS | D101002 PASSENGER ELEVATORS | Elevator | EA | Elevator_Type=Hydraulic; | Elevator_Use=Passenger; | Elevator_Stops=2; | Elevator_Capacity=4500;
20087 | D10 CONVEYING | D1010 ELEVATORS AND LIFTS | D101002 PASSENGER ELEVATORS | Elevator | EA | Elevator_Type=Hydraulic; | Elevator_Use=Passenger; | Elevator_Stops=5; | Elevator_Capacity=4500;
20088 | D10 CONVEYING | D1010 ELEVATORS AND LIFTS | D101002 PASSENGER ELEVATORS | Elevator | EA | Elevator_Type=Hydraulic; | Elevator_Use=Passenger; | Elevator_Stops=5; | Elevator_Capacity=3000;
20089 | D10 CONVEYING | D1010 ELEVATORS AND LIFTS | D101002 PASSENGER ELEVATORS | Elevator | EA | Elevator_Type=Hydraulic; | Elevator_Use=Hospital; | Elevator_Stops=2; | Elevator_Capacity=3500;
42143 | D10 CONVEYING | D1010 ELEVATORS AND LIFTS | D101002 PASSENGER ELEVATORS | Elevator | STP | Elevator_Type=Other; | Elevator_Use=Passenger;
20091 | D10 CONVEYING | D1010 ELEVATORS AND LIFTS | D101002 PASSENGER ELEVATORS | Elevator | EA | Elevator_Type=Traction; | Elevator_Use=Hospital; | Elevator_Stops=15; | Elevator_Capacity=4000; | Elevator_Subtype=350 FPM; | Elevator_Speed=Geared;
20092 | D10 CONVEYING | D1010 ELEVATORS AND LIFTS | D101002 PASSENGER ELEVATORS | Elevator | EA | Elevator_Type=Traction; | Elevator_Use=Hospital; | Elevator_Stops=5; | Elevator_Capacity=4500; | Elevator_Subtype=200 FPM; | Elevator_Speed=Geared;
20093 | D10 CONVEYING | D1010 ELEVATORS AND LIFTS | D101002 PASSENGER ELEVATORS | Elevator | EA | Elevator_Type=Traction; | Elevator_Use=Hospital; | Elevator_Stops=15; | Elevator_Capacity=4500; | Elevator_Subtype=350 FPM; | Elevator_Speed=Geared;
20094 | D10 CONVEYING | D1010 ELEVATORS AND LIFTS | D101002 PASSENGER ELEVATORS | Elevator | EA | Elevator_Type=Traction; | Elevator_Use=Hospital; | Elevator_Stops=5; | Elevator_Capacity=5000; | Elevator_Subtype=200 FPM; | Elevator_Speed=Geared;
20095 | D10 CONVEYING | D1010 ELEVATORS AND LIFTS | D101002 PASSENGER ELEVATORS | Elevator | EA | Elevator_Type=Traction; | Elevator_Use=Hospital; | Elevator_Stops=15; | Elevator_Capacity=5000; | Elevator_Subtype=350 FPM; | Elevator_Speed=Geared;
20102 | D10 CONVEYING | D1010 ELEVATORS AND LIFTS | D101002 PASSENGER ELEVATORS | Elevator | EA | Elevator_Type=Traction; | Elevator_Use=Hospital; | Elevator_Stops=5; | Elevator_Capacity=4000; | Elevator_Subtype=200 FPM; | Elevator_Speed=Geared;
20103 | D10 CONVEYING | D1010 ELEVATORS AND LIFTS | D101002 PASSENGER ELEVATORS | Elevator | EA | Elevator_Type=Traction; | Elevator_Use=Passenger; | Elevator_Stops=5; | Elevator_Capacity=5000; | Elevator_Subtype=200 FPM; | Elevator_Speed=Geared;
20105 | D10 CONVEYING | D1010 ELEVATORS AND LIFTS | D101002 PASSENGER ELEVATORS | Elevator | EA | Elevator_Type=Traction; | Elevator_Use=Passenger; | Elevator_Stops=15; | Elevator_Capacity=2500; | Elevator_Subtype=350 FPM; | Elevator_Speed=Geared;
20106 | D10 CONVEYING | D1010 ELEVATORS AND LIFTS | D101002 PASSENGER ELEVATORS | Elevator | EA | Elevator_Type=Traction; | Elevator_Use=Passenger; | Elevator_Stops=5; | Elevator_Capacity=2000; | Elevator_Subtype=200 FPM; | Elevator_Speed=Geared;
20107 | D10 CONVEYING | D1010 ELEVATORS AND LIFTS | D101002 PASSENGER ELEVATORS | Elevator | EA | Elevator_Type=Traction; | Elevator_Use=Hospital; | Elevator_Stops=5; | Elevator_Capacity=3500; | Elevator_Subtype=200 FPM; | Elevator_Speed=Geared;
20108 | D10 CONVEYING | D1010 ELEVATORS AND LIFTS | D101002 PASSENGER ELEVATORS | Elevator | EA | Elevator_Type=Traction; | Elevator_Use=Passenger; | Elevator_Stops=5; | Elevator_Capacity=2500; | Elevator_Subtype=200 FPM; | Elevator_Speed=Geared;
20109 | D10 CONVEYING | D1010 ELEVATORS AND LIFTS | D101002 PASSENGER ELEVATORS | Elevator | EA | Elevator_Type=Traction; | Elevator_Use=Hospital; | Elevator_Stops=15; | Elevator_Capacity=3500; | Elevator_Subtype=350 FPM; | Elevator_Speed=Geared;
20110 | D10 CONVEYING | D1010 ELEVATORS AND LIFTS | D101002 PASSENGER ELEVATORS | Elevator | EA | Elevator_Type=Traction; | Elevator_Use=Passenger; | Elevator_Stops=5; | Elevator_Capacity=3000; | Elevator_Subtype=200 FPM; | Elevator_Speed=Geared;
20111 | D10 CONVEYING | D1010 ELEVATORS AND LIFTS | D101002 PASSENGER ELEVATORS | Elevator | EA | Elevator_Type=Traction; | Elevator_Use=Passenger; | Elevator_Stops=15; | Elevator_Capacity=3000; | Elevator_Subtype=350 FPM; | Elevator_Speed=Geared;
20112 | D10 CONVEYING | D1010 ELEVATORS AND LIFTS | D101002 PASSENGER ELEVATORS | Elevator | EA | Elevator_Type=Traction; | Elevator_Use=Passenger; | Elevator_Stops=5; | Elevator_Capacity=3500; | Elevator_Subtype=200 FPM; | Elevator_Speed=Geared;
20113 | D10 CONVEYING | D1010 ELEVATORS AND LIFTS | D101002 PASSENGER ELEVATORS | Elevator | EA | Elevator_Type=Traction; | Elevator_Use=Passenger; | Elevator_Stops=5; | Elevator_Capacity=4000; | Elevator_Subtype=200 FPM; | Elevator_Speed=Geared;
20114 | D10 CONVEYING | D1010 ELEVATORS AND LIFTS | D101002 PASSENGER ELEVATORS | Elevator | EA | Elevator_Type=Traction; | Elevator_Use=Passenger; | Elevator_Stops=15; | Elevator_Capacity=4000; | Elevator_Subtype=350 FPM; | Elevator_Speed=Geared;
20115 | D10 CONVEYING | D1010 ELEVATORS AND LIFTS | D101002 PASSENGER ELEVATORS | Elevator | EA | Elevator_Type=Traction; | Elevator_Use=Passenger; | Elevator_Stops=5; | Elevator_Capacity=4500; | Elevator_Subtype=200 FPM; | Elevator_Speed=Geared;
20116 | D10 CONVEYING | D1010 ELEVATORS AND LIFTS | D101002 PASSENGER ELEVATORS | Elevator | EA | Elevator_Type=Traction; | Elevator_Use=Passenger; | Elevator_Stops=15; | Elevator_Capacity=4500; | Elevator_Subtype=350 FPM; | Elevator_Speed=Geared;
20117 | D10 CONVEYING | D1010 ELEVATORS AND LIFTS | D101002 PASSENGER ELEVATORS | Elevator | EA | Elevator_Type=Traction; | Elevator_Use=Passenger; | Elevator_Stops=15; | Elevator_Capacity=5000; | Elevator_Subtype=350 FPM; | Elevator_Speed=Geared;
20118 | D10 CONVEYING | D1010 ELEVATORS AND LIFTS | D101002 PASSENGER ELEVATORS | Elevator | EA | Elevator_Type=Traction; | Elevator_Use=Passenger; | Elevator_Stops=15; | Elevator_Capacity=3500; | Elevator_Subtype=350 FPM; | Elevator_Speed=Geared;
20119 | D10 CONVEYING | D1010 ELEVATORS AND LIFTS | D101002 PASSENGER ELEVATORS | Elevator | EA | Elevator_Type=Traction; | Elevator_Use=Passenger; | Elevator_Stops=15; | Elevator_Capacity=2000; | Elevator_Subtype=350 FPM; | Elevator_Speed=Geared;
20120 | D10 CONVEYING | D1010 ELEVATORS AND LIFTS | D101002 PASSENGER ELEVATORS | Elevator | EA | Elevator_Type=Traction; | Elevator_Use=Passenger; | Elevator_Stops=10; | Elevator_Capacity=5000; | Elevator_Subtype=200 FPM; | Elevator_Speed=Gearless;
20121 | D10 CONVEYING | D1010 ELEVATORS AND LIFTS | D101002 PASSENGER ELEVATORS | Elevator | EA | Elevator_Type=Traction; | Elevator_Use=Passenger; | Elevator_Stops=30; | Elevator_Capacity=5000; | Elevator_Subtype=600 FPM; | Elevator_Speed=Gearless;
20122 | D10 CONVEYING | D1010 ELEVATORS AND LIFTS | D101002 PASSENGER ELEVATORS | Elevator | EA | Elevator_Type=Traction; | Elevator_Use=Passenger; | Elevator_Stops=50; | Elevator_Capacity=5000; | Elevator_Subtype=800 FPM; | Elevator_Speed=Gearless;
20123 | D10 CONVEYING | D1010 ELEVATORS AND LIFTS | D101002 PASSENGER ELEVATORS | Elevator | EA | Elevator_Type=Traction; | Elevator_Use=Hospital; | Elevator_Stops=10; | Elevator_Capacity=3500; | Elevator_Subtype=200 FPM; | Elevator_Speed=Gearless;
20124 | D10 CONVEYING | D1010 ELEVATORS AND LIFTS | D101002 PASSENGER ELEVATORS | Elevator | EA | Elevator_Type=Traction; | Elevator_Use=Hospital; | Elevator_Stops=30; | Elevator_Capacity=3500; | Elevator_Subtype=600 FPM; | Elevator_Speed=Gearless;
20125 | D10 CONVEYING | D1010 ELEVATORS AND LIFTS | D101002 PASSENGER ELEVATORS | Elevator | EA | Elevator_Type=Traction; | Elevator_Use=Hospital; | Elevator_Stops=10; | Elevator_Capacity=4000; | Elevator_Subtype=200 FPM; | Elevator_Speed=Gearless;
20126 | D10 CONVEYING | D1010 ELEVATORS AND LIFTS | D101002 PASSENGER ELEVATORS | Elevator | EA | Elevator_Type=Traction; | Elevator_Use=Hospital; | Elevator_Stops=30; | Elevator_Capacity=4000; | Elevator_Subtype=600 FPM; | Elevator_Speed=Gearless;
20127 | D10 CONVEYING | D1010 ELEVATORS AND LIFTS | D101002 PASSENGER ELEVATORS | Elevator | EA | Elevator_Type=Traction; | Elevator_Use=Hospital; | Elevator_Stops=10; | Elevator_Capacity=4500; | Elevator_Subtype=200 FPM; | Elevator_Speed=Gearless;
20128 | D10 CONVEYING | D1010 ELEVATORS AND LIFTS | D101002 PASSENGER ELEVATORS | Elevator | EA | Elevator_Type=Traction; | Elevator_Use=Hospital; | Elevator_Stops=30; | Elevator_Capacity=4500; | Elevator_Subtype=600 FPM; | Elevator_Speed=Gearless;
20129 | D10 CONVEYING | D1010 ELEVATORS AND LIFTS | D101002 PASSENGER ELEVATORS | Elevator | EA | Elevator_Type=Traction; | Elevator_Use=Hospital; | Elevator_Stops=10; | Elevator_Capacity=5000; | Elevator_Subtype=200 FPM; | Elevator_Speed=Gearless;
20130 | D10 CONVEYING | D1010 ELEVATORS AND LIFTS | D101002 PASSENGER ELEVATORS | Elevator | EA | Elevator_Type=Traction; | Elevator_Use=Passenger; | Elevator_Stops=30; | Elevator_Capacity=2500; | Elevator_Subtype=600 FPM; | Elevator_Speed=Gearless;
20131 | D10 CONVEYING | D1010 ELEVATORS AND LIFTS | D101002 PASSENGER ELEVATORS | Elevator | EA | Elevator_Type=Traction; | Elevator_Use=Hospital; | Elevator_Stops=30; | Elevator_Capacity=5000; | Elevator_Subtype=600 FPM; | Elevator_Speed=Gearless;
20132 | D10 CONVEYING | D1010 ELEVATORS AND LIFTS | D101002 PASSENGER ELEVATORS | Elevator | EA | Elevator_Type=Traction; | Elevator_Use=Passenger; | Elevator_Stops=10; | Elevator_Capacity=3500; | Elevator_Subtype=200 FPM; | Elevator_Speed=Gearless;
20133 | D10 CONVEYING | D1010 ELEVATORS AND LIFTS | D101002 PASSENGER ELEVATORS | Elevator | EA | Elevator_Type=Traction; | Elevator_Use=Passenger; | Elevator_Stops=30; | Elevator_Capacity=3000; | Elevator_Subtype=600 FPM; | Elevator_Speed=Gearless;
20134 | D10 CONVEYING | D1010 ELEVATORS AND LIFTS | D101002 PASSENGER ELEVATORS | Elevator | EA | Elevator_Type=Traction; | Elevator_Use=Passenger; | Elevator_Stops=50; | Elevator_Capacity=4500; | Elevator_Subtype=800 FPM; | Elevator_Speed=Gearless;
20135 | D10 CONVEYING | D1010 ELEVATORS AND LIFTS | D101002 PASSENGER ELEVATORS | Elevator | EA | Elevator_Type=Traction; | Elevator_Use=Passenger; | Elevator_Stops=10; | Elevator_Capacity=3000; | Elevator_Subtype=200 FPM; | Elevator_Speed=Gearless;
20136 | D10 CONVEYING | D1010 ELEVATORS AND LIFTS | D101002 PASSENGER ELEVATORS | Elevator | EA | Elevator_Type=Traction; | Elevator_Use=Passenger; | Elevator_Stops=30; | Elevator_Capacity=3500; | Elevator_Subtype=600 FPM; | Elevator_Speed=Gearless;
20137 | D10 CONVEYING | D1010 ELEVATORS AND LIFTS | D101002 PASSENGER ELEVATORS | Elevator | EA | Elevator_Type=Traction; | Elevator_Use=Passenger; | Elevator_Stops=50; | Elevator_Capacity=3500; | Elevator_Subtype=800 FPM; | Elevator_Speed=Gearless;
20138 | D10 CONVEYING | D1010 ELEVATORS AND LIFTS | D101002 PASSENGER ELEVATORS | Elevator | EA | Elevator_Type=Traction; | Elevator_Use=Passenger; | Elevator_Stops=10; | Elevator_Capacity=4000; | Elevator_Subtype=200 FPM; | Elevator_Speed=Gearless;
20139 | D10 CONVEYING | D1010 ELEVATORS AND LIFTS | D101002 PASSENGER ELEVATORS | Elevator | EA | Elevator_Type=Traction; | Elevator_Use=Passenger; | Elevator_Stops=30; | Elevator_Capacity=4000; | Elevator_Subtype=600 FPM; | Elevator_Speed=Gearless;
20140 | D10 CONVEYING | D1010 ELEVATORS AND LIFTS | D101002 PASSENGER ELEVATORS | Elevator | EA | Elevator_Type=Traction; | Elevator_Use=Passenger; | Elevator_Stops=50; | Elevator_Capacity=4000; | Elevator_Subtype=800 FPM; | Elevator_Speed=Gearless;
20141 | D10 CONVEYING | D1010 ELEVATORS AND LIFTS | D101002 PASSENGER ELEVATORS | Elevator | EA | Elevator_Type=Traction; | Elevator_Use=Passenger; | Elevator_Stops=10; | Elevator_Capacity=4500; | Elevator_Subtype=200 FPM; | Elevator_Speed=Gearless;
20142 | D10 CONVEYING | D1010 ELEVATORS AND LIFTS | D101002 PASSENGER ELEVATORS | Elevator | EA | Elevator_Type=Traction; | Elevator_Use=Passenger; | Elevator_Stops=30; | Elevator_Capacity=4500; | Elevator_Subtype=600 FPM; | Elevator_Speed=Gearless;
20143 | D10 CONVEYING | D1010 ELEVATORS AND LIFTS | D101002 PASSENGER ELEVATORS | Elevator | EA | Elevator_Type=Traction; | Elevator_Use=Passenger; | Elevator_Stops=10; | Elevator_Capacity=2500; | Elevator_Subtype=200 FPM; | Elevator_Speed=Gearless;
43143 | D10 CONVEYING | D1010 ELEVATORS AND LIFTS | D101002 PASSENGER ELEVATORS | Elevator | STP | Elevator_Type=Unknown; | Elevator_Use=Passenger;
41144 | D10 CONVEYING | D1010 ELEVATORS AND LIFTS | D101003 FREIGHT ELEVATORS | Elevator | STP | Elevator_Type=General; | Elevator_Use=Freight;
20066 | D10 CONVEYING | D1010 ELEVATORS AND LIFTS | D101003 FREIGHT ELEVATORS | Elevator | EA | Elevator_Type=Hydraulic; | Elevator_Use=Freight; | Elevator_Stops=2; | Elevator_Capacity=3000;
20067 | D10 CONVEYING | D1010 ELEVATORS AND LIFTS | D101003 FREIGHT ELEVATORS | Elevator | EA | Elevator_Type=Hydraulic; | Elevator_Use=Freight; | Elevator_Stops=5; | Elevator_Capacity=3000;
20068 | D10 CONVEYING | D1010 ELEVATORS AND LIFTS | D101003 FREIGHT ELEVATORS | Elevator | EA | Elevator_Type=Hydraulic; | Elevator_Use=Freight; | Elevator_Stops=5; | Elevator_Capacity=4000;
20069 | D10 CONVEYING | D1010 ELEVATORS AND LIFTS | D101003 FREIGHT ELEVATORS | Elevator | EA | Elevator_Type=Hydraulic; | Elevator_Use=Freight; | Elevator_Stops=5; | Elevator_Capacity=10000;
20070 | D10 CONVEYING | D1010 ELEVATORS AND LIFTS | D101003 FREIGHT ELEVATORS | Elevator | EA | Elevator_Type=Hydraulic; | Elevator_Use=Freight; | Elevator_Stops=5; | Elevator_Capacity=20000;
20071 | D10 CONVEYING | D1010 ELEVATORS AND LIFTS | D101003 FREIGHT ELEVATORS | Elevator | EA | Elevator_Type=Hydraulic; | Elevator_Use=Freight; | Elevator_Stops=2; | Elevator_Capacity=4000;
20073 | D10 CONVEYING | D1010 ELEVATORS AND LIFTS | D101003 FREIGHT ELEVATORS | Elevator | EA | Elevator_Type=Hydraulic; | Elevator_Use=Freight; | Elevator_Stops=2; | Elevator_Capacity=20000;
20077 | D10 CONVEYING | D1010 ELEVATORS AND LIFTS | D101003 FREIGHT ELEVATORS | Elevator | EA | Elevator_Type=Hydraulic; | Elevator_Use=Freight; | Elevator_Stops=2; | Elevator_Capacity=10000;
42144 | D10 CONVEYING | D1010 ELEVATORS AND LIFTS | D101003 FREIGHT ELEVATORS | Elevator | STP | Elevator_Type=Other; | Elevator_Use=Freight;
20090 | D10 CONVEYING | D1010 ELEVATORS AND LIFTS | D101003 FREIGHT ELEVATORS | Elevator | EA | Elevator_Type=Traction; | Elevator_Use=Freight; | Elevator_Stops=5; | Elevator_Capacity=20000; | Elevator_Subtype= 50 FPM; | Elevator_Speed=Geared;
20096 | D10 CONVEYING | D1010 ELEVATORS AND LIFTS | D101003 FREIGHT ELEVATORS | Elevator | EA | Elevator_Type=Traction; | Elevator_Use=Freight; | Elevator_Stops=5; | Elevator_Capacity=4000; | Elevator_Subtype= 50 FPM; | Elevator_Speed=Geared;
20097 | D10 CONVEYING | D1010 ELEVATORS AND LIFTS | D101003 FREIGHT ELEVATORS | Elevator | EA | Elevator_Type=Traction; | Elevator_Use=Freight; | Elevator_Stops=15; | Elevator_Capacity=4000; | Elevator_Subtype=200 FPM; | Elevator_Speed=Geared;
20098 | D10 CONVEYING | D1010 ELEVATORS AND LIFTS | D101003 FREIGHT ELEVATORS | Elevator | EA | Elevator_Type=Traction; | Elevator_Use=Freight; | Elevator_Stops=5; | Elevator_Capacity=8000; | Elevator_Subtype= 50 FPM; | Elevator_Speed=Geared;
20099 | D10 CONVEYING | D1010 ELEVATORS AND LIFTS | D101003 FREIGHT ELEVATORS | Elevator | EA | Elevator_Type=Traction; | Elevator_Use=Freight; | Elevator_Stops=15; | Elevator_Capacity=8000; | Elevator_Subtype=200 FPM; | Elevator_Speed=Geared;
20100 | D10 CONVEYING | D1010 ELEVATORS AND LIFTS | D101003 FREIGHT ELEVATORS | Elevator | EA | Elevator_Type=Traction; | Elevator_Use=Freight; | Elevator_Stops=15; | Elevator_Capacity=10000; | Elevator_Subtype=200 FPM; | Elevator_Speed=Geared;
20101 | D10 CONVEYING | D1010 ELEVATORS AND LIFTS | D101003 FREIGHT ELEVATORS | Elevator | EA | Elevator_Type=Traction; | Elevator_Use=Freight; | Elevator_Stops=15; | Elevator_Capacity=20000; | Elevator_Subtype=200 FPM; | Elevator_Speed=Geared;
20104 | D10 CONVEYING | D1010 ELEVATORS AND LIFTS | D101003 FREIGHT ELEVATORS | Elevator | EA | Elevator_Type=Traction; | Elevator_Use=Freight; | Elevator_Stops=5; | Elevator_Capacity=10000; | Elevator_Subtype= 50 FPM; | Elevator_Speed=Geared;
43144 | D10 CONVEYING | D1010 ELEVATORS AND LIFTS | D101003 FREIGHT ELEVATORS | Elevator | STP | Elevator_Type=Unknown; | Elevator_Use=Freight;
20145 | D10 CONVEYING | D1010 ELEVATORS AND LIFTS | D101004 WHEELCHAIR LIFT | Lift | EA | Lift_Use=Wheelchair; | Lift_Type=Stair Lift;
20146 | D10 CONVEYING | D1010 ELEVATORS AND LIFTS | D101004 WHEELCHAIR LIFT | Lift | EA | Lift_Use=Wheelchair; | Lift_Type=Vertical;
20147 | D10 CONVEYING | D1010 ELEVATORS AND LIFTS | D101004 WHEELCHAIR LIFT | Lift | EA | Lift_Use=Wheelchair; | Lift_Type=Stair Climber;
41145 | D10 CONVEYING | D1010 ELEVATORS AND LIFTS | D101004 WHEELCHAIR LIFT | Lift | EA | Lift_Use=Wheelchair; | Lift_Type=General;
42145 | D10 CONVEYING | D1010 ELEVATORS AND LIFTS | D101004 WHEELCHAIR LIFT | Lift | EA | Lift_Use=Wheelchair; | Lift_Type=Other;
43145 | D10 CONVEYING | D1010 ELEVATORS AND LIFTS | D101004 WHEELCHAIR LIFT | Lift | EA | Lift_Use=Wheelchair; | Lift_Type=Unknown;
40005 | D10 CONVEYING | D1010 ELEVATORS AND LIFTS | D101005 DUMBWAITERS | Dumbwaiter | EA | Dumbwaiter_Type=Automatic;
40261 | D10 CONVEYING | D1010 ELEVATORS AND LIFTS | D101005 DUMBWAITERS | Dumbwaiter | EA | Dumbwaiter_Type=Electric;
35013 | D10 CONVEYING | D1010 ELEVATORS AND LIFTS | D101005 DUMBWAITERS | Dumbwaiter | EA | Dumbwaiter_Type=General;
40262 | D10 CONVEYING | D1010 ELEVATORS AND LIFTS | D101005 DUMBWAITERS | Dumbwaiter | EA | Dumbwaiter_Type=Hydraulic;
40004 | D10 CONVEYING | D1010 ELEVATORS AND LIFTS | D101005 DUMBWAITERS | Dumbwaiter | EA | Dumbwaiter_Type=Manual;
42146 | D10 CONVEYING | D1010 ELEVATORS AND LIFTS | D101005 DUMBWAITERS | Dumbwaiter | STP | Dumbwaiter_Type=Other;
43146 | D10 CONVEYING | D1010 ELEVATORS AND LIFTS | D101005 DUMBWAITERS | Dumbwaiter | STP | Dumbwaiter_Type=Unknown;
21457 | D10 CONVEYING | D1010 ELEVATORS AND LIFTS | D101090 OTHER VERTICAL TRANSPORTATION EQUIPMENT | Elevator | EA | Elevator_Type=Hydraulic;
21458 | D10 CONVEYING | D1010 ELEVATORS AND LIFTS | D101090 OTHER VERTICAL TRANSPORTATION EQUIPMENT | Elevator | EA | Elevator_Type=Traction; |  |  |  |  | Elevator_Speed=Geared;
21459 | D10 CONVEYING | D1010 ELEVATORS AND LIFTS | D101090 OTHER VERTICAL TRANSPORTATION EQUIPMENT | Elevator | EA | Elevator_Type=Traction; |  |  |  |  | Elevator_Speed=Gearless;
21460 | D10 CONVEYING | D1010 ELEVATORS AND LIFTS | D101090 OTHER VERTICAL TRANSPORTATION EQUIPMENT | Lift | EA
20153 | D10 CONVEYING | D1010 ELEVATORS AND LIFTS | D101090 OTHER VERTICAL TRANSPORTATION EQUIPMENT | Lift | EA | Lift_Use=Correspondence; |  |  |  | Lift_Operation=Manual;
20154 | D10 CONVEYING | D1010 ELEVATORS AND LIFTS | D101090 OTHER VERTICAL TRANSPORTATION EQUIPMENT | Lift | EA | Lift_Use=Correspondence; |  |  |  | Lift_Operation=Electric;
41147 | D10 CONVEYING | D1010 ELEVATORS AND LIFTS | D101090 OTHER VERTICAL TRANSPORTATION EQUIPMENT | Lift | EA | Lift_Use=General;
21461 | D10 CONVEYING | D1010 ELEVATORS AND LIFTS | D101090 OTHER VERTICAL TRANSPORTATION EQUIPMENT | Lift | EA | Lift_Use=Other;
20155 | D10 CONVEYING | D1010 ELEVATORS AND LIFTS | D101090 OTHER VERTICAL TRANSPORTATION EQUIPMENT | Lift | EA | Lift_Use=Parcel;
43147 | D10 CONVEYING | D1010 ELEVATORS AND LIFTS | D101090 OTHER VERTICAL TRANSPORTATION EQUIPMENT | Lift | EA | Lift_Use=Unknown;
20173 | D10 CONVEYING | D1020 WEIGHT HANDLING EQUIPMENT | D102002 OVERHEAD CRANES | Crane | EA | Crane_Type=Bridge Girder; |  | Crane_Capacity=25; | Crane_Span=40;
20179 | D10 CONVEYING | D1020 WEIGHT HANDLING EQUIPMENT | D102002 OVERHEAD CRANES | Crane | EA | Crane_Type=Bridge Girder; |  | Crane_Capacity=25; | Crane_Span=50;
20180 | D10 CONVEYING | D1020 WEIGHT HANDLING EQUIPMENT | D102002 OVERHEAD CRANES | Crane | EA | Crane_Type=Bridge Girder; |  | Crane_Capacity=15; | Crane_Span=50;
20181 | D10 CONVEYING | D1020 WEIGHT HANDLING EQUIPMENT | D102002 OVERHEAD CRANES | Crane | EA | Crane_Type=Bridge Girder; |  | Crane_Capacity=10; | Crane_Span=50;
20182 | D10 CONVEYING | D1020 WEIGHT HANDLING EQUIPMENT | D102002 OVERHEAD CRANES | Crane | EA | Crane_Type=Bridge Girder; |  | Crane_Capacity=7.5; | Crane_Span=50;
20183 | D10 CONVEYING | D1020 WEIGHT HANDLING EQUIPMENT | D102002 OVERHEAD CRANES | Crane | EA | Crane_Type=Bridge Girder; |  | Crane_Capacity=3; | Crane_Span=50;
20184 | D10 CONVEYING | D1020 WEIGHT HANDLING EQUIPMENT | D102002 OVERHEAD CRANES | Crane | EA | Crane_Type=Bridge Girder; |  | Crane_Capacity=15; | Crane_Span=40;
20185 | D10 CONVEYING | D1020 WEIGHT HANDLING EQUIPMENT | D102002 OVERHEAD CRANES | Crane | EA | Crane_Type=Bridge Girder; |  | Crane_Capacity=10; | Crane_Span=40;
20186 | D10 CONVEYING | D1020 WEIGHT HANDLING EQUIPMENT | D102002 OVERHEAD CRANES | Crane | EA | Crane_Type=Bridge Girder; |  | Crane_Capacity=15; | Crane_Span=20;
20187 | D10 CONVEYING | D1020 WEIGHT HANDLING EQUIPMENT | D102002 OVERHEAD CRANES | Crane | EA | Crane_Type=Bridge Girder; |  | Crane_Capacity=3; | Crane_Span=20;
20188 | D10 CONVEYING | D1020 WEIGHT HANDLING EQUIPMENT | D102002 OVERHEAD CRANES | Crane | EA | Crane_Type=Bridge Girder; |  | Crane_Capacity=5; | Crane_Span=20;
20189 | D10 CONVEYING | D1020 WEIGHT HANDLING EQUIPMENT | D102002 OVERHEAD CRANES | Crane | EA | Crane_Type=Bridge Girder; |  | Crane_Capacity=5; | Crane_Span=50;
20190 | D10 CONVEYING | D1020 WEIGHT HANDLING EQUIPMENT | D102002 OVERHEAD CRANES | Crane | EA | Crane_Type=Bridge Girder; |  | Crane_Capacity=10; | Crane_Span=20;
20191 | D10 CONVEYING | D1020 WEIGHT HANDLING EQUIPMENT | D102002 OVERHEAD CRANES | Crane | EA | Crane_Type=Bridge Girder; |  | Crane_Capacity=7.5; | Crane_Span=40;
20192 | D10 CONVEYING | D1020 WEIGHT HANDLING EQUIPMENT | D102002 OVERHEAD CRANES | Crane | EA | Crane_Type=Bridge Girder; |  | Crane_Capacity=3; | Crane_Span=30;
20193 | D10 CONVEYING | D1020 WEIGHT HANDLING EQUIPMENT | D102002 OVERHEAD CRANES | Crane | EA | Crane_Type=Bridge Girder; |  | Crane_Capacity=5; | Crane_Span=30;
20194 | D10 CONVEYING | D1020 WEIGHT HANDLING EQUIPMENT | D102002 OVERHEAD CRANES | Crane | EA | Crane_Type=Bridge Girder; |  | Crane_Capacity=7.5; | Crane_Span=30;
20195 | D10 CONVEYING | D1020 WEIGHT HANDLING EQUIPMENT | D102002 OVERHEAD CRANES | Crane | EA | Crane_Type=Bridge Girder; |  | Crane_Capacity=10; | Crane_Span=30;
20196 | D10 CONVEYING | D1020 WEIGHT HANDLING EQUIPMENT | D102002 OVERHEAD CRANES | Crane | EA | Crane_Type=Bridge Girder; |  | Crane_Capacity=15; | Crane_Span=30;
20197 | D10 CONVEYING | D1020 WEIGHT HANDLING EQUIPMENT | D102002 OVERHEAD CRANES | Crane | EA | Crane_Type=Bridge Girder; |  | Crane_Capacity=3; | Crane_Span=40;
20198 | D10 CONVEYING | D1020 WEIGHT HANDLING EQUIPMENT | D102002 OVERHEAD CRANES | Crane | EA | Crane_Type=Bridge Girder; |  | Crane_Capacity=5; | Crane_Span=40;
20199 | D10 CONVEYING | D1020 WEIGHT HANDLING EQUIPMENT | D102002 OVERHEAD CRANES | Crane | EA | Crane_Type=Bridge Girder; |  | Crane_Capacity=7.5; | Crane_Span=20;
21466 | D10 CONVEYING | D1020 WEIGHT HANDLING EQUIPMENT | D102002 OVERHEAD CRANES | Crane | EA | Crane_Type=General;
20177 | D10 CONVEYING | D1020 WEIGHT HANDLING EQUIPMENT | D102002 OVERHEAD CRANES | Crane | EA | Crane_Type=Movable Gantry; |  | Crane_Capacity=3; | Crane_Span=15;
20178 | D10 CONVEYING | D1020 WEIGHT HANDLING EQUIPMENT | D102002 OVERHEAD CRANES | Crane | EA | Crane_Type=Movable Gantry; |  | Crane_Capacity=1; | Crane_Span=15;
42149 | D10 CONVEYING | D1020 WEIGHT HANDLING EQUIPMENT | D102002 OVERHEAD CRANES | Crane | EA | Crane_Type=Other;
43149 | D10 CONVEYING | D1020 WEIGHT HANDLING EQUIPMENT | D102002 OVERHEAD CRANES | Crane | EA | Crane_Type=Unknown;
20174 | D10 CONVEYING | D1020 WEIGHT HANDLING EQUIPMENT | D102002 OVERHEAD CRANES | Hoist | EA |  |  | Hoist_Capacity=5; | Hoist_Height=15;
20175 | D10 CONVEYING | D1020 WEIGHT HANDLING EQUIPMENT | D102002 OVERHEAD CRANES | Hoist | EA |  |  | Hoist_Capacity=3; | Hoist_Height=15;
20176 | D10 CONVEYING | D1020 WEIGHT HANDLING EQUIPMENT | D102002 OVERHEAD CRANES | Hoist | EA |  |  | Hoist_Capacity=1; | Hoist_Height=15;
41150 | D10 CONVEYING | D1020 WEIGHT HANDLING EQUIPMENT | D102003 MONORAILS | Monorail | EA | Monorail_Type=General;
42150 | D10 CONVEYING | D1020 WEIGHT HANDLING EQUIPMENT | D102003 MONORAILS | Monorail | EA | Monorail_Type=Other;
43150 | D10 CONVEYING | D1020 WEIGHT HANDLING EQUIPMENT | D102003 MONORAILS | Monorail | EA | Monorail_Type=Unknown;
20158 | D10 CONVEYING | D1030 ESCALATORS AND MOVING WALKS | D103001 ESCALATORS | Personnel Conveyor | EA | Escalator_Type=Escalator; |  | Escalator_Width=32; | Escalator_Height=15;
20159 | D10 CONVEYING | D1030 ESCALATORS AND MOVING WALKS | D103001 ESCALATORS | Personnel Conveyor | EA | Escalator_Type=Escalator; |  | Escalator_Width=48; | Escalator_Height=25;
20160 | D10 CONVEYING | D1030 ESCALATORS AND MOVING WALKS | D103001 ESCALATORS | Personnel Conveyor | EA | Escalator_Type=Escalator; |  | Escalator_Width=32; | Escalator_Height=25;
20161 | D10 CONVEYING | D1030 ESCALATORS AND MOVING WALKS | D103001 ESCALATORS | Personnel Conveyor | EA | Escalator_Type=Escalator; |  | Escalator_Width=48; | Escalator_Height=20;
20162 | D10 CONVEYING | D1030 ESCALATORS AND MOVING WALKS | D103001 ESCALATORS | Personnel Conveyor | EA | Escalator_Type=Escalator; |  | Escalator_Width=48; | Escalator_Height=15;
20163 | D10 CONVEYING | D1030 ESCALATORS AND MOVING WALKS | D103001 ESCALATORS | Personnel Conveyor | EA | Escalator_Type=Escalator; |  | Escalator_Width=48; | Escalator_Height=10;
20164 | D10 CONVEYING | D1030 ESCALATORS AND MOVING WALKS | D103001 ESCALATORS | Personnel Conveyor | EA | Escalator_Type=Escalator; |  | Escalator_Width=32; | Escalator_Height=10;
20165 | D10 CONVEYING | D1030 ESCALATORS AND MOVING WALKS | D103001 ESCALATORS | Personnel Conveyor | EA | Escalator_Type=Escalator; |  | Escalator_Width=32; | Escalator_Height=20;
21462 | D10 CONVEYING | D1030 ESCALATORS AND MOVING WALKS | D103001 ESCALATORS | Personnel Conveyor | EA | Escalator_Type=Escalator; |  | Escalator_Width=General; | Escalator_Height=General;
42151 | D10 CONVEYING | D1030 ESCALATORS AND MOVING WALKS | D103001 ESCALATORS | Personnel Conveyor | LF | Escalator_Type=Escalator; |  | Escalator_Width=Other; | Escalator_Height=Other;
43151 | D10 CONVEYING | D1030 ESCALATORS AND MOVING WALKS | D103001 ESCALATORS | Personnel Conveyor | LF | Escalator_Type=Escalator; |  | Escalator_Width=Unknown; | Escalator_Height=Unknown;
20166 | D10 CONVEYING | D1030 ESCALATORS AND MOVING WALKS | D103002 MOVING WALKS | Personnel Conveyor | LF | Escalator_Type=Moving Ramp; |  | Escalator_Width=40;
21463 | D10 CONVEYING | D1030 ESCALATORS AND MOVING WALKS | D103002 MOVING WALKS | Personnel Conveyor | LF | Escalator_Type=Moving Ramp; |  | Escalator_Width=General;
42152 | D10 CONVEYING | D1030 ESCALATORS AND MOVING WALKS | D103002 MOVING WALKS | Personnel Conveyor | LF | Escalator_Type=Moving Ramp; |  | Escalator_Width=Other;
43152 | D10 CONVEYING | D1030 ESCALATORS AND MOVING WALKS | D103002 MOVING WALKS | Personnel Conveyor | LF | Escalator_Type=Moving Ramp; |  | Escalator_Width=Unknown;
20167 | D10 CONVEYING | D1030 ESCALATORS AND MOVING WALKS | D103002 MOVING WALKS | Personnel Conveyor | LF | Escalator_Type=Moving Walk; |  | Escalator_Width=24;
20168 | D10 CONVEYING | D1030 ESCALATORS AND MOVING WALKS | D103002 MOVING WALKS | Personnel Conveyor | LF | Escalator_Type=Moving Walk; |  | Escalator_Width=40;
41153 | D10 CONVEYING | D1030 ESCALATORS AND MOVING WALKS | D103090 OTHER MOVING STAIRS & WALKS | Personnel Conveyor | EA | Escalator_Type=General;
21464 | D10 CONVEYING | D1030 ESCALATORS AND MOVING WALKS | D103090 OTHER MOVING STAIRS & WALKS | Personnel Conveyor | EA | Escalator_Type=Other;
43153 | D10 CONVEYING | D1030 ESCALATORS AND MOVING WALKS | D103090 OTHER MOVING STAIRS & WALKS | Personnel Conveyor | EA | Escalator_Type=Unknown;
21619 | D10 CONVEYING | D1090 OTHER CONVEYING SYSTEMS | D109001 PNEUMATIC TUBE SYSTEMS | Pneumatic Tube System | LF | PneumaticTubeSys_Type=General;
42154 | D10 CONVEYING | D1090 OTHER CONVEYING SYSTEMS | D109001 PNEUMATIC TUBE SYSTEMS | Pneumatic Tube System | EA | PneumaticTubeSys_Type=Other;
43154 | D10 CONVEYING | D1090 OTHER CONVEYING SYSTEMS | D109001 PNEUMATIC TUBE SYSTEMS | Pneumatic Tube System | EA | PneumaticTubeSys_Type=Unknown;
21465 | D10 CONVEYING | D1090 OTHER CONVEYING SYSTEMS | D109002 CONVEYORS | Materials Conveyor | LF | Conveyor_Type=General;
20170 | D10 CONVEYING | D1090 OTHER CONVEYING SYSTEMS | D109002 CONVEYORS | Materials Conveyor | EA | Conveyor_Type=Horizontal; |  | Conveyor_Length=27;
20171 | D10 CONVEYING | D1090 OTHER CONVEYING SYSTEMS | D109002 CONVEYORS | Materials Conveyor | EA | Conveyor_Type=Horizontal; |  | Conveyor_Length=42;
20172 | D10 CONVEYING | D1090 OTHER CONVEYING SYSTEMS | D109002 CONVEYORS | Materials Conveyor | EA | Conveyor_Type=Horizontal; |  | Conveyor_Length=62;
20169 | D10 CONVEYING | D1090 OTHER CONVEYING SYSTEMS | D109002 CONVEYORS | Materials Conveyor | EA | Conveyor_Type=Inclined; |  | Conveyor_Length=28;
42155 | D10 CONVEYING | D1090 OTHER CONVEYING SYSTEMS | D109002 CONVEYORS | Materials Conveyor | EA | Conveyor_Type=Other;
43155 | D10 CONVEYING | D1090 OTHER CONVEYING SYSTEMS | D109002 CONVEYORS | Materials Conveyor | EA | Conveyor_Type=Unknown;
40000 | D10 CONVEYING | D1090 OTHER CONVEYING SYSTEMS | D109003 LINEN, TRASH, AND MAIL CHUTES | Chute | LF
41156 | D10 CONVEYING | D1090 OTHER CONVEYING SYSTEMS | D109003 LINEN, TRASH, AND MAIL CHUTES | Chute | LF | Chute_Type=General;
40002 | D10 CONVEYING | D1090 OTHER CONVEYING SYSTEMS | D109003 LINEN, TRASH, AND MAIL CHUTES | Chute | LF | Chute_Type=Linen;
42156 | D10 CONVEYING | D1090 OTHER CONVEYING SYSTEMS | D109003 LINEN, TRASH, AND MAIL CHUTES | Chute | LF | Chute_Type=Other;
40001 | D10 CONVEYING | D1090 OTHER CONVEYING SYSTEMS | D109003 LINEN, TRASH, AND MAIL CHUTES | Chute | LF | Chute_Type=Personnel;
43156 | D10 CONVEYING | D1090 OTHER CONVEYING SYSTEMS | D109003 LINEN, TRASH, AND MAIL CHUTES | Chute | LF | Chute_Type=Unknown;
43157 | D10 CONVEYING | D1090 OTHER CONVEYING SYSTEMS | D109003 LINEN, TRASH, AND MAIL CHUTES | Chute | LF
41158 | D10 CONVEYING | D1090 OTHER CONVEYING SYSTEMS | D109004 TURNTABLES | Turntable | EA | Turntable_Type=General;
42158 | D10 CONVEYING | D1090 OTHER CONVEYING SYSTEMS | D109004 TURNTABLES | Turntable | EA | Turntable_Type=Other;
43158 | D10 CONVEYING | D1090 OTHER CONVEYING SYSTEMS | D109004 TURNTABLES | Turntable | EA | Turntable_Type=Unknown;
41159 | D10 CONVEYING | D1090 OTHER CONVEYING SYSTEMS | D109005 OPERABLE SCAFFOLDING | Scaffolding | SF | Scaffolding_Type=General;
42159 | D10 CONVEYING | D1090 OTHER CONVEYING SYSTEMS | D109005 OPERABLE SCAFFOLDING | Scaffolding | SF | Scaffolding_Type=Other;
43159 | D10 CONVEYING | D1090 OTHER CONVEYING SYSTEMS | D109005 OPERABLE SCAFFOLDING | Scaffolding | SF | Scaffolding_Type=Unknown;
41161 | D10 CONVEYING | D1090 OTHER CONVEYING SYSTEMS | D109006 TRANSPORTATION SYSTEMS | Transportation System | EA | TransportSys_Type=General;
42161 | D10 CONVEYING | D1090 OTHER CONVEYING SYSTEMS | D109006 TRANSPORTATION SYSTEMS | Transportation System | EA | TransportSys_Type=Other;
43161 | D10 CONVEYING | D1090 OTHER CONVEYING SYSTEMS | D109006 TRANSPORTATION SYSTEMS | Transportation System | EA | TransportSys_Type=Unknown;
41162 | D10 CONVEYING | D1090 OTHER CONVEYING SYSTEMS | D109090 OTHER MATERIAL HANDLING SYSTEMS | Material Handling System | EA | MaterialHandlingSys_Type=General;
21467 | D10 CONVEYING | D1090 OTHER CONVEYING SYSTEMS | D109090 OTHER MATERIAL HANDLING SYSTEMS | Material Handling System | EA | MaterialHandlingSys_Type=Other;
43162 | D10 CONVEYING | D1090 OTHER CONVEYING SYSTEMS | D109090 OTHER MATERIAL HANDLING SYSTEMS | Material Handling System | EA | MaterialHandlingSys_Type=Unknown;
21479 | D20 PLUMBING | D2010 PLUMBING FIXTURES | D201001 WATERCLOSETS | Watercloset | EA | Watercloset_Material=General;
42163 | D20 PLUMBING | D2010 PLUMBING FIXTURES | D201001 WATERCLOSETS | Watercloset | EA | Watercloset_Material=Other;
44013 | D20 PLUMBING | D2010 PLUMBING FIXTURES | D201001 WATERCLOSETS | Watercloset | EA | Watercloset_Material=Stainless Steel;
43163 | D20 PLUMBING | D2010 PLUMBING FIXTURES | D201001 WATERCLOSETS | Watercloset | EA | Watercloset_Material=Unknown;
21478 | D20 PLUMBING | D2010 PLUMBING FIXTURES | D201002 URINALS | Urinal | EA | Urinal_Material=General;
42164 | D20 PLUMBING | D2010 PLUMBING FIXTURES | D201002 URINALS | Urinal | EA | Urinal_Material=Other;
44014 | D20 PLUMBING | D2010 PLUMBING FIXTURES | D201002 URINALS | Urinal | EA | Urinal_Material=Stainless;
43164 | D20 PLUMBING | D2010 PLUMBING FIXTURES | D201002 URINALS | Urinal | EA | Urinal_Material=Unknown;
21477 | D20 PLUMBING | D2010 PLUMBING FIXTURES | D201003 LAVATORIES | Lavatory | EA | Lavatory_Material=General;
42165 | D20 PLUMBING | D2010 PLUMBING FIXTURES | D201003 LAVATORIES | Lavatory | EA | Lavatory_Material=Other;
44015 | D20 PLUMBING | D2010 PLUMBING FIXTURES | D201003 LAVATORIES | Lavatory | EA | Lavatory_Material=Stainless;
43165 | D20 PLUMBING | D2010 PLUMBING FIXTURES | D201003 LAVATORIES | Lavatory | EA | Lavatory_Material=Unknown;
60005 | D20 PLUMBING | D2010 PLUMBING FIXTURES | D201004 SINKS | Plumbing Fixture | EA | Sink_Type=Lab; | Sink_Material=Stainless;
60006 | D20 PLUMBING | D2010 PLUMBING FIXTURES | D201004 SINKS | Plumbing Fixture | EA | Sink_Type=Lab; | Sink_Material=Polypropylene;
44016 | D20 PLUMBING | D2010 PLUMBING FIXTURES | D201004 SINKS | Sink | EA |  | Sink_Material=Stainless;
41166 | D20 PLUMBING | D2010 PLUMBING FIXTURES | D201004 SINKS | Sink | EA | Sink_Type=General;
21468 | D20 PLUMBING | D2010 PLUMBING FIXTURES | D201004 SINKS | Sink | EA | Sink_Type=Kitchen;
21481 | D20 PLUMBING | D2010 PLUMBING FIXTURES | D201004 SINKS | Sink | EA | Sink_Type=Laboratory;
21476 | D20 PLUMBING | D2010 PLUMBING FIXTURES | D201004 SINKS | Sink | EA | Sink_Type=Laundry;
42166 | D20 PLUMBING | D2010 PLUMBING FIXTURES | D201004 SINKS | Sink | EA | Sink_Type=Other;
21475 | D20 PLUMBING | D2010 PLUMBING FIXTURES | D201004 SINKS | Sink | EA | Sink_Type=Service;
43166 | D20 PLUMBING | D2010 PLUMBING FIXTURES | D201004 SINKS | Sink | EA | Sink_Type=Unknown;
21473 | D20 PLUMBING | D2010 PLUMBING FIXTURES | D201004 SINKS | Wash Fountain | EA
21474 | D20 PLUMBING | D2010 PLUMBING FIXTURES | D201005 SHOWERS/TUBS | Bathtub | EA
41167 | D20 PLUMBING | D2010 PLUMBING FIXTURES | D201005 SHOWERS/TUBS | Bathtub | EA | ShowerTub_Type=General;
42167 | D20 PLUMBING | D2010 PLUMBING FIXTURES | D201005 SHOWERS/TUBS | Bathtub | EA | ShowerTub_Type=Other;
43167 | D20 PLUMBING | D2010 PLUMBING FIXTURES | D201005 SHOWERS/TUBS | Bathtub | EA | ShowerTub_Type=Unknown;
21472 | D20 PLUMBING | D2010 PLUMBING FIXTURES | D201005 SHOWERS/TUBS | Shower | EA
44017 | D20 PLUMBING | D2010 PLUMBING FIXTURES | D201005 SHOWERS/TUBS | Shower | EA | ShowerTub_Type=Combo Unit;
41168 | D20 PLUMBING | D2010 PLUMBING FIXTURES | D201006 DRINKING FOUNTAINS AND COOLERS | Drinking Fountain | EA | DrinkingFountain_Type=General;
42168 | D20 PLUMBING | D2010 PLUMBING FIXTURES | D201006 DRINKING FOUNTAINS AND COOLERS | Drinking Fountain | EA | DrinkingFountain_Type=Other;
43168 | D20 PLUMBING | D2010 PLUMBING FIXTURES | D201006 DRINKING FOUNTAINS AND COOLERS | Drinking Fountain | EA | DrinkingFountain_Type=Unknown;
21470 | D20 PLUMBING | D2010 PLUMBING FIXTURES | D201006 DRINKING FOUNTAINS AND COOLERS | Drinking Fountain | EA | DrinkingFountain_Type=Water Cooler;
21471 | D20 PLUMBING | D2010 PLUMBING FIXTURES | D201006 DRINKING FOUNTAINS AND COOLERS | Drinking Fountain | EA | DrinkingFountain_Type=Water Fountain;
44224 | D20 PLUMBING | D2010 PLUMBING FIXTURES | D201006 DRINKING FOUNTAINS AND COOLERS | Plumbing Fixture | EA | PlumbingFixture_Type=Water Fountain With Bottle Filler
21483 | D20 PLUMBING | D2010 PLUMBING FIXTURES | D201007 BIDETS | Bidet | EA | Bidet_Material=General;
42169 | D20 PLUMBING | D2010 PLUMBING FIXTURES | D201007 BIDETS | Bidet | EA | Bidet_Material=Other;
43169 | D20 PLUMBING | D2010 PLUMBING FIXTURES | D201007 BIDETS | Bidet | EA | Bidet_Material=Unknown;
21482 | D20 PLUMBING | D2010 PLUMBING FIXTURES | D201090 OTHER PLUMBING FIXTURES | Emergency Eye Wash | EA
21469 | D20 PLUMBING | D2010 PLUMBING FIXTURES | D201090 OTHER PLUMBING FIXTURES | Emergency Shower | EA
40281 | D20 PLUMBING | D2010 PLUMBING FIXTURES | D201090 OTHER PLUMBING FIXTURES | Laundry Pan | EA
44225 | D20 PLUMBING | D2010 PLUMBING FIXTURES | D201090 OTHER PLUMBING FIXTURES | Plumbing Fixture | EA | PlumbingFixture_Type=Combo Eye Wash and Shower
41170 | D20 PLUMBING | D2010 PLUMBING FIXTURES | D201090 OTHER PLUMBING FIXTURES | Plumbing Fixture | EA | PlumbingFixture_Type=General;
21480 | D20 PLUMBING | D2010 PLUMBING FIXTURES | D201090 OTHER PLUMBING FIXTURES | Plumbing Fixture | EA | PlumbingFixture_Type=Other;
43170 | D20 PLUMBING | D2010 PLUMBING FIXTURES | D201090 OTHER PLUMBING FIXTURES | Plumbing Fixture | EA | PlumbingFixture_Type=Unknown;
40006 | D20 PLUMBING | D2010 PLUMBING FIXTURES | D201090 OTHER PLUMBING FIXTURES | Sump Pump | EA
44018 | D20 PLUMBING | D2010 PLUMBING FIXTURES | D201090 OTHER PLUMBING FIXTURES | Watercloset | EA | Watercloset_Material=Stainless Steel; | Watercloset_Type=Combo w/Sink;
40024 | D20 PLUMBING | D2020 DOMESTIC WATER DISTRIBUTION | D202001 PIPES & FITTINGS | Supply Piping | LF | Pipe_Material=Black/Galvanized Steel;
40025 | D20 PLUMBING | D2020 DOMESTIC WATER DISTRIBUTION | D202001 PIPES & FITTINGS | Supply Piping | LF | Pipe_Material=Black/Galvanized Steel; |  | Pipe_Diameter=1.5;
40026 | D20 PLUMBING | D2020 DOMESTIC WATER DISTRIBUTION | D202001 PIPES & FITTINGS | Supply Piping | LF | Pipe_Material=Black/Galvanized Steel; |  | Pipe_Diameter=3;
40027 | D20 PLUMBING | D2020 DOMESTIC WATER DISTRIBUTION | D202001 PIPES & FITTINGS | Supply Piping | LF | Pipe_Material=Black/Galvanized Steel; |  | Pipe_Diameter=5;
40028 | D20 PLUMBING | D2020 DOMESTIC WATER DISTRIBUTION | D202001 PIPES & FITTINGS | Supply Piping | LF | Pipe_Material=Black/Galvanized Steel; |  | Pipe_Diameter=6.1;
40009 | D20 PLUMBING | D2020 DOMESTIC WATER DISTRIBUTION | D202001 PIPES & FITTINGS | Supply Piping | LF | Pipe_Material=Copper;
40010 | D20 PLUMBING | D2020 DOMESTIC WATER DISTRIBUTION | D202001 PIPES & FITTINGS | Supply Piping | LF | Pipe_Material=Copper; |  | Pipe_Diameter=1.5;
40011 | D20 PLUMBING | D2020 DOMESTIC WATER DISTRIBUTION | D202001 PIPES & FITTINGS | Supply Piping | LF | Pipe_Material=Copper; |  | Pipe_Diameter=3;
40012 | D20 PLUMBING | D2020 DOMESTIC WATER DISTRIBUTION | D202001 PIPES & FITTINGS | Supply Piping | LF | Pipe_Material=Copper; |  | Pipe_Diameter=5;
40013 | D20 PLUMBING | D2020 DOMESTIC WATER DISTRIBUTION | D202001 PIPES & FITTINGS | Supply Piping | LF | Pipe_Material=Copper; |  | Pipe_Diameter=6.1;
40018 | D20 PLUMBING | D2020 DOMESTIC WATER DISTRIBUTION | D202001 PIPES & FITTINGS | Supply Piping | LF | Pipe_Material=CPVC;
40019 | D20 PLUMBING | D2020 DOMESTIC WATER DISTRIBUTION | D202001 PIPES & FITTINGS | Supply Piping | LF | Pipe_Material=CPVC; |  | Pipe_Diameter=1.5;
40020 | D20 PLUMBING | D2020 DOMESTIC WATER DISTRIBUTION | D202001 PIPES & FITTINGS | Supply Piping | LF | Pipe_Material=CPVC; |  | Pipe_Diameter=3;
40023 | D20 PLUMBING | D2020 DOMESTIC WATER DISTRIBUTION | D202001 PIPES & FITTINGS | Supply Piping | LF | Pipe_Material=CPVC; |  | Pipe_Diameter=6.1;
40007 | D20 PLUMBING | D2020 DOMESTIC WATER DISTRIBUTION | D202001 PIPES & FITTINGS | Supply Piping | LF | Pipe_Material=Ductile Iron; |  | Pipe_Diameter=4;
40008 | D20 PLUMBING | D2020 DOMESTIC WATER DISTRIBUTION | D202001 PIPES & FITTINGS | Supply Piping | LF | Pipe_Material=Ductile Iron; |  | Pipe_Diameter=6;
21486 | D20 PLUMBING | D2020 DOMESTIC WATER DISTRIBUTION | D202001 PIPES & FITTINGS | Supply Piping | LF | Pipe_Material=General;
40021 | D20 PLUMBING | D2020 DOMESTIC WATER DISTRIBUTION | D202001 PIPES & FITTINGS | Supply Piping | LF | Pipe_Material=HDPE; |  | Pipe_Diameter=4;
40022 | D20 PLUMBING | D2020 DOMESTIC WATER DISTRIBUTION | D202001 PIPES & FITTINGS | Supply Piping | LF | Pipe_Material=HDPE; |  | Pipe_Diameter=6;
42171 | D20 PLUMBING | D2020 DOMESTIC WATER DISTRIBUTION | D202001 PIPES & FITTINGS | Supply Piping | EA | Pipe_Material=Other;
40014 | D20 PLUMBING | D2020 DOMESTIC WATER DISTRIBUTION | D202001 PIPES & FITTINGS | Supply Piping | LF | Pipe_Material=PVC; |  | Pipe_Diameter=1.9;
40015 | D20 PLUMBING | D2020 DOMESTIC WATER DISTRIBUTION | D202001 PIPES & FITTINGS | Supply Piping | LF | Pipe_Material=PVC; |  | Pipe_Diameter=3;
40016 | D20 PLUMBING | D2020 DOMESTIC WATER DISTRIBUTION | D202001 PIPES & FITTINGS | Supply Piping | LF | Pipe_Material=PVC; |  | Pipe_Diameter=6.1;
40017 | D20 PLUMBING | D2020 DOMESTIC WATER DISTRIBUTION | D202001 PIPES & FITTINGS | Supply Piping | LF | Pipe_Material=PVC; |  | Pipe_Diameter=5;
43171 | D20 PLUMBING | D2020 DOMESTIC WATER DISTRIBUTION | D202001 PIPES & FITTINGS | Supply Piping | EA | Pipe_Material=Unknown;
20291 | D20 PLUMBING | D2020 DOMESTIC WATER DISTRIBUTION | D202002 VALVES & HYDRANTS | Backflow Preventer | EA |  |  | BackflowPreventer_Diameter=1;
20292 | D20 PLUMBING | D2020 DOMESTIC WATER DISTRIBUTION | D202002 VALVES & HYDRANTS | Backflow Preventer | EA |  |  | BackflowPreventer_Diameter=8;
20293 | D20 PLUMBING | D2020 DOMESTIC WATER DISTRIBUTION | D202002 VALVES & HYDRANTS | Backflow Preventer | EA |  |  | BackflowPreventer_Diameter=6;
20294 | D20 PLUMBING | D2020 DOMESTIC WATER DISTRIBUTION | D202002 VALVES & HYDRANTS | Backflow Preventer | EA |  |  | BackflowPreventer_Diameter=4;
20295 | D20 PLUMBING | D2020 DOMESTIC WATER DISTRIBUTION | D202002 VALVES & HYDRANTS | Backflow Preventer | EA |  |  | BackflowPreventer_Diameter=3;
20296 | D20 PLUMBING | D2020 DOMESTIC WATER DISTRIBUTION | D202002 VALVES & HYDRANTS | Backflow Preventer | EA |  |  | BackflowPreventer_Diameter=1.5;
20297 | D20 PLUMBING | D2020 DOMESTIC WATER DISTRIBUTION | D202002 VALVES & HYDRANTS | Backflow Preventer | EA |  |  | BackflowPreventer_Diameter=2;
21495 | D20 PLUMBING | D2020 DOMESTIC WATER DISTRIBUTION | D202002 VALVES & HYDRANTS | Backflow Preventer | EA
41172 | D20 PLUMBING | D2020 DOMESTIC WATER DISTRIBUTION | D202002 VALVES & HYDRANTS | Domestic Water Valve | EA | DomWaterValve_Type=General;
42172 | D20 PLUMBING | D2020 DOMESTIC WATER DISTRIBUTION | D202002 VALVES & HYDRANTS | Domestic Water Valve | EA | DomWaterValve_Type=Other;
43172 | D20 PLUMBING | D2020 DOMESTIC WATER DISTRIBUTION | D202002 VALVES & HYDRANTS | Domestic Water Valve | EA | DomWaterValve_Type=Unknown;
40282 | D20 PLUMBING | D2020 DOMESTIC WATER DISTRIBUTION | D202002 VALVES & HYDRANTS | Hose Bib | EA
44156 | D20 PLUMBING | D2020 DOMESTIC WATER DISTRIBUTION | D202002 VALVES & HYDRANTS | Plumbing Fixture | EA | Faucet_Type=Kitchen;
44157 | D20 PLUMBING | D2020 DOMESTIC WATER DISTRIBUTION | D202002 VALVES & HYDRANTS | Plumbing Fixture | EA | Faucet_Type=Washer/Dryer;
20200 | D20 PLUMBING | D2020 DOMESTIC WATER DISTRIBUTION | D202003 DOMESTIC WATER EQUIPMENT | Booster Pump | EA |  |  | BoosterPump_HP=7.5;
20201 | D20 PLUMBING | D2020 DOMESTIC WATER DISTRIBUTION | D202003 DOMESTIC WATER EQUIPMENT | Booster Pump | EA |  |  | BoosterPump_HP=15; | BoosterPump_GPM=1000; | BoosterPump_Subtype=Variable Speed; | BoosterPump_DischargeDiameter=6";
20202 | D20 PLUMBING | D2020 DOMESTIC WATER DISTRIBUTION | D202003 DOMESTIC WATER EQUIPMENT | Booster Pump | EA |  |  | BoosterPump_HP=30; | BoosterPump_GPM=1700; | BoosterPump_Subtype=Variable Speed; | BoosterPump_DischargeDiameter=6";
20203 | D20 PLUMBING | D2020 DOMESTIC WATER DISTRIBUTION | D202003 DOMESTIC WATER EQUIPMENT | Booster Pump | EA |  |  | BoosterPump_HP=7.5; | BoosterPump_GPM=400; | BoosterPump_Subtype=Variable Speed; | BoosterPump_DischargeDiameter=4";
20204 | D20 PLUMBING | D2020 DOMESTIC WATER DISTRIBUTION | D202003 DOMESTIC WATER EQUIPMENT | Booster Pump | EA |  |  | BoosterPump_HP=10;
20205 | D20 PLUMBING | D2020 DOMESTIC WATER DISTRIBUTION | D202003 DOMESTIC WATER EQUIPMENT | Booster Pump | EA |  |  | BoosterPump_HP=3;
20206 | D20 PLUMBING | D2020 DOMESTIC WATER DISTRIBUTION | D202003 DOMESTIC WATER EQUIPMENT | Booster Pump | EA |  |  | BoosterPump_HP=2;
20207 | D20 PLUMBING | D2020 DOMESTIC WATER DISTRIBUTION | D202003 DOMESTIC WATER EQUIPMENT | Booster Pump | EA |  |  | BoosterPump_HP=5;
20208 | D20 PLUMBING | D2020 DOMESTIC WATER DISTRIBUTION | D202003 DOMESTIC WATER EQUIPMENT | Booster Pump | EA |  |  | BoosterPump_HP=1.5;
20209 | D20 PLUMBING | D2020 DOMESTIC WATER DISTRIBUTION | D202003 DOMESTIC WATER EQUIPMENT | Booster Pump | EA |  |  | BoosterPump_HP=1;
21484 | D20 PLUMBING | D2020 DOMESTIC WATER DISTRIBUTION | D202003 DOMESTIC WATER EQUIPMENT | Booster Pump | EA
41173 | D20 PLUMBING | D2020 DOMESTIC WATER DISTRIBUTION | D202003 DOMESTIC WATER EQUIPMENT | Domestic Water Equipment | EA | DomWaterEquip_Type=General;
42173 | D20 PLUMBING | D2020 DOMESTIC WATER DISTRIBUTION | D202003 DOMESTIC WATER EQUIPMENT | Domestic Water Equipment | EA | DomWaterEquip_Type=Other;
43173 | D20 PLUMBING | D2020 DOMESTIC WATER DISTRIBUTION | D202003 DOMESTIC WATER EQUIPMENT | Domestic Water Equipment | EA | DomWaterEquip_Type=Unknown;
21487 | D20 PLUMBING | D2020 DOMESTIC WATER DISTRIBUTION | D202003 DOMESTIC WATER EQUIPMENT | Heat Transfer Package | EA
20216 | D20 PLUMBING | D2020 DOMESTIC WATER DISTRIBUTION | D202003 DOMESTIC WATER EQUIPMENT | Heat Transfer Package | EA | HeatTransfer_Type=One-Pump; |  | HeatTransfer_GPM=550;
20217 | D20 PLUMBING | D2020 DOMESTIC WATER DISTRIBUTION | D202003 DOMESTIC WATER EQUIPMENT | Heat Transfer Package | EA | HeatTransfer_Type=One-Pump; |  | HeatTransfer_GPM=255;
20218 | D20 PLUMBING | D2020 DOMESTIC WATER DISTRIBUTION | D202003 DOMESTIC WATER EQUIPMENT | Heat Transfer Package | EA | HeatTransfer_Type=One-Pump; |  | HeatTransfer_GPM=130;
20219 | D20 PLUMBING | D2020 DOMESTIC WATER DISTRIBUTION | D202003 DOMESTIC WATER EQUIPMENT | Heat Transfer Package | EA | HeatTransfer_Type=One-Pump; |  | HeatTransfer_GPM=55;
20220 | D20 PLUMBING | D2020 DOMESTIC WATER DISTRIBUTION | D202003 DOMESTIC WATER EQUIPMENT | Heat Transfer Package | EA | HeatTransfer_Type=One-Pump; |  | HeatTransfer_GPM=35;
20221 | D20 PLUMBING | D2020 DOMESTIC WATER DISTRIBUTION | D202003 DOMESTIC WATER EQUIPMENT | Heat Transfer Package | EA | HeatTransfer_Type=One-Pump; |  | HeatTransfer_GPM=28;
20222 | D20 PLUMBING | D2020 DOMESTIC WATER DISTRIBUTION | D202003 DOMESTIC WATER EQUIPMENT | Heat Transfer Package | EA | HeatTransfer_Type=One-Pump; |  | HeatTransfer_GPM=800;
20210 | D20 PLUMBING | D2020 DOMESTIC WATER DISTRIBUTION | D202003 DOMESTIC WATER EQUIPMENT | Heat Transfer Package | EA | HeatTransfer_Type=Two-Pump; |  | HeatTransfer_GPM=28;
20211 | D20 PLUMBING | D2020 DOMESTIC WATER DISTRIBUTION | D202003 DOMESTIC WATER EQUIPMENT | Heat Transfer Package | EA | HeatTransfer_Type=Two-Pump; |  | HeatTransfer_GPM=550;
20212 | D20 PLUMBING | D2020 DOMESTIC WATER DISTRIBUTION | D202003 DOMESTIC WATER EQUIPMENT | Heat Transfer Package | EA | HeatTransfer_Type=Two-Pump; |  | HeatTransfer_GPM=255;
20213 | D20 PLUMBING | D2020 DOMESTIC WATER DISTRIBUTION | D202003 DOMESTIC WATER EQUIPMENT | Heat Transfer Package | EA | HeatTransfer_Type=Two-Pump; |  | HeatTransfer_GPM=130;
20214 | D20 PLUMBING | D2020 DOMESTIC WATER DISTRIBUTION | D202003 DOMESTIC WATER EQUIPMENT | Heat Transfer Package | EA | HeatTransfer_Type=Two-Pump; |  | HeatTransfer_GPM=55;
20215 | D20 PLUMBING | D2020 DOMESTIC WATER DISTRIBUTION | D202003 DOMESTIC WATER EQUIPMENT | Heat Transfer Package | EA | HeatTransfer_Type=Two-Pump; |  | HeatTransfer_GPM=35;
20223 | D20 PLUMBING | D2020 DOMESTIC WATER DISTRIBUTION | D202003 DOMESTIC WATER EQUIPMENT | Heat Transfer Package | EA | HeatTransfer_Type=Two-Pump; |  | HeatTransfer_GPM=800;
44227 | D20 PLUMBING | D2020 DOMESTIC WATER DISTRIBUTION | D202003 DOMESTIC WATER EQUIPMENT | Water Heater | EA | WaterHeater_Fuel=Electric; | WaterHeater_Type=Tankless;
20273 | D20 PLUMBING | D2020 DOMESTIC WATER DISTRIBUTION | D202003 DOMESTIC WATER EQUIPMENT | Water Heater | EA | WaterHeater_Fuel=Electric; | WaterHeater_Use=Commercial; | WaterHeater_Gal=350; | WaterHeater_GPH=738; | WaterHeater_Input=180 KW;
20274 | D20 PLUMBING | D2020 DOMESTIC WATER DISTRIBUTION | D202003 DOMESTIC WATER EQUIPMENT | Water Heater | EA | WaterHeater_Fuel=Electric; | WaterHeater_Use=Commercial; | WaterHeater_Gal=500; | WaterHeater_GPH=123; | WaterHeater_Input=30 KW;
20275 | D20 PLUMBING | D2020 DOMESTIC WATER DISTRIBUTION | D202003 DOMESTIC WATER EQUIPMENT | Water Heater | EA | WaterHeater_Fuel=Electric; | WaterHeater_Use=Commercial; | WaterHeater_Gal=1500; | WaterHeater_GPH=1970; | WaterHeater_Input=480 KW;
20276 | D20 PLUMBING | D2020 DOMESTIC WATER DISTRIBUTION | D202003 DOMESTIC WATER EQUIPMENT | Water Heater | EA | WaterHeater_Fuel=Electric; | WaterHeater_Use=Commercial; | WaterHeater_Gal=1500; | WaterHeater_GPH=245; | WaterHeater_Input=60 KW;
20277 | D20 PLUMBING | D2020 DOMESTIC WATER DISTRIBUTION | D202003 DOMESTIC WATER EQUIPMENT | Water Heater | EA | WaterHeater_Fuel=Electric; | WaterHeater_Use=Commercial; | WaterHeater_Gal=1000; | WaterHeater_GPH=1970; | WaterHeater_Input=480 KW;
20278 | D20 PLUMBING | D2020 DOMESTIC WATER DISTRIBUTION | D202003 DOMESTIC WATER EQUIPMENT | Water Heater | EA | WaterHeater_Fuel=Electric; | WaterHeater_Use=Commercial; | WaterHeater_Gal=1000; | WaterHeater_GPH=245; | WaterHeater_Input=60 KW;
20279 | D20 PLUMBING | D2020 DOMESTIC WATER DISTRIBUTION | D202003 DOMESTIC WATER EQUIPMENT | Water Heater | EA | WaterHeater_Fuel=Electric; | WaterHeater_Use=Commercial; | WaterHeater_Gal=700; | WaterHeater_GPH=1230; | WaterHeater_Input=300 KW;
20280 | D20 PLUMBING | D2020 DOMESTIC WATER DISTRIBUTION | D202003 DOMESTIC WATER EQUIPMENT | Water Heater | EA | WaterHeater_Fuel=Electric; | WaterHeater_Use=Commercial; | WaterHeater_Gal=500; | WaterHeater_GPH=984; | WaterHeater_Input=240 KW;
20281 | D20 PLUMBING | D2020 DOMESTIC WATER DISTRIBUTION | D202003 DOMESTIC WATER EQUIPMENT | Water Heater | EA | WaterHeater_Fuel=Electric; | WaterHeater_Use=Commercial; | WaterHeater_Gal=300; | WaterHeater_GPH=738; | WaterHeater_Input=180 KW;
20282 | D20 PLUMBING | D2020 DOMESTIC WATER DISTRIBUTION | D202003 DOMESTIC WATER EQUIPMENT | Water Heater | EA | WaterHeater_Fuel=Electric; | WaterHeater_Use=Commercial; | WaterHeater_Gal=50; | WaterHeater_GPH=37; | WaterHeater_Input=9 KW;
20283 | D20 PLUMBING | D2020 DOMESTIC WATER DISTRIBUTION | D202003 DOMESTIC WATER EQUIPMENT | Water Heater | EA | WaterHeater_Fuel=Electric; | WaterHeater_Use=Commercial; | WaterHeater_Gal=250; | WaterHeater_GPH=615; | WaterHeater_Input=150 KW;
20284 | D20 PLUMBING | D2020 DOMESTIC WATER DISTRIBUTION | D202003 DOMESTIC WATER EQUIPMENT | Water Heater | EA | WaterHeater_Fuel=Electric; | WaterHeater_Use=Commercial; | WaterHeater_Gal=700; | WaterHeater_GPH=123; | WaterHeater_Input=30 KW;
20285 | D20 PLUMBING | D2020 DOMESTIC WATER DISTRIBUTION | D202003 DOMESTIC WATER EQUIPMENT | Water Heater | EA | WaterHeater_Fuel=Electric; | WaterHeater_Use=Commercial; | WaterHeater_Gal=200; | WaterHeater_GPH=490; | WaterHeater_Input=120 KW;
20286 | D20 PLUMBING | D2020 DOMESTIC WATER DISTRIBUTION | D202003 DOMESTIC WATER EQUIPMENT | Water Heater | EA | WaterHeater_Fuel=Electric; | WaterHeater_Use=Commercial; | WaterHeater_Gal=150; | WaterHeater_GPH=490; | WaterHeater_Input=120 KW;
20287 | D20 PLUMBING | D2020 DOMESTIC WATER DISTRIBUTION | D202003 DOMESTIC WATER EQUIPMENT | Water Heater | EA | WaterHeater_Fuel=Electric; | WaterHeater_Use=Commercial; | WaterHeater_Gal=120; | WaterHeater_GPH=147; | WaterHeater_Input=36 KW;
20288 | D20 PLUMBING | D2020 DOMESTIC WATER DISTRIBUTION | D202003 DOMESTIC WATER EQUIPMENT | Water Heater | EA | WaterHeater_Fuel=Electric; | WaterHeater_Use=Commercial; | WaterHeater_Gal=80; | WaterHeater_GPH=147; | WaterHeater_Input=36 KW;
20289 | D20 PLUMBING | D2020 DOMESTIC WATER DISTRIBUTION | D202003 DOMESTIC WATER EQUIPMENT | Water Heater | EA | WaterHeater_Fuel=Electric; | WaterHeater_Use=Commercial; | WaterHeater_Gal=80; | WaterHeater_GPH=49; | WaterHeater_Input=12 KW;
20290 | D20 PLUMBING | D2020 DOMESTIC WATER DISTRIBUTION | D202003 DOMESTIC WATER EQUIPMENT | Water Heater | EA | WaterHeater_Fuel=Electric; | WaterHeater_Use=Commercial; | WaterHeater_Gal=350; | WaterHeater_GPH=123; | WaterHeater_Input=30 KW;
21491 | D20 PLUMBING | D2020 DOMESTIC WATER DISTRIBUTION | D202003 DOMESTIC WATER EQUIPMENT | Water Heater | EA | WaterHeater_Fuel=Electric; | WaterHeater_Use=Commercial;
21494 | D20 PLUMBING | D2020 DOMESTIC WATER DISTRIBUTION | D202003 DOMESTIC WATER EQUIPMENT | Water Heater | EA | WaterHeater_Fuel=Electric; | WaterHeater_Use=Residential;
44226 | D20 PLUMBING | D2020 DOMESTIC WATER DISTRIBUTION | D202003 DOMESTIC WATER EQUIPMENT | Water Heater | EA | WaterHeater_Fuel=Gas; | WaterHeater_Type=Tankless;
20261 | D20 PLUMBING | D2020 DOMESTIC WATER DISTRIBUTION | D202003 DOMESTIC WATER EQUIPMENT | Water Heater | EA | WaterHeater_Fuel=Gas; | WaterHeater_Use=Commercial; |  | WaterHeater_GPH=150; | WaterHeater_Input=155 MBH;
20262 | D20 PLUMBING | D2020 DOMESTIC WATER DISTRIBUTION | D202003 DOMESTIC WATER EQUIPMENT | Water Heater | EA | WaterHeater_Fuel=Gas; | WaterHeater_Use=Commercial; |  | WaterHeater_GPH=480; | WaterHeater_Input=500 MBH;
20263 | D20 PLUMBING | D2020 DOMESTIC WATER DISTRIBUTION | D202003 DOMESTIC WATER EQUIPMENT | Water Heater | EA | WaterHeater_Fuel=Gas; | WaterHeater_Use=Commercial; |  | WaterHeater_GPH=374; | WaterHeater_Input=390 MBH;
20264 | D20 PLUMBING | D2020 DOMESTIC WATER DISTRIBUTION | D202003 DOMESTIC WATER EQUIPMENT | Water Heater | EA | WaterHeater_Fuel=Gas; | WaterHeater_Use=Commercial; |  | WaterHeater_GPH=278; | WaterHeater_Input=300 MBH;
20265 | D20 PLUMBING | D2020 DOMESTIC WATER DISTRIBUTION | D202003 DOMESTIC WATER EQUIPMENT | Water Heater | EA | WaterHeater_Fuel=Gas; | WaterHeater_Use=Commercial; |  | WaterHeater_GPH=230; | WaterHeater_Input=240 MBH;
20266 | D20 PLUMBING | D2020 DOMESTIC WATER DISTRIBUTION | D202003 DOMESTIC WATER EQUIPMENT | Water Heater | EA | WaterHeater_Fuel=Gas; | WaterHeater_Use=Commercial; |  | WaterHeater_GPH=168; | WaterHeater_Input=175 MBH;
20267 | D20 PLUMBING | D2020 DOMESTIC WATER DISTRIBUTION | D202003 DOMESTIC WATER EQUIPMENT | Water Heater | EA | WaterHeater_Fuel=Gas; | WaterHeater_Use=Commercial; |  | WaterHeater_GPH=576; | WaterHeater_Input=600 MBH;
20268 | D20 PLUMBING | D2020 DOMESTIC WATER DISTRIBUTION | D202003 DOMESTIC WATER EQUIPMENT | Water Heater | EA | WaterHeater_Fuel=Gas; | WaterHeater_Use=Commercial; |  | WaterHeater_GPH=110; | WaterHeater_Input=115 MBH;
20269 | D20 PLUMBING | D2020 DOMESTIC WATER DISTRIBUTION | D202003 DOMESTIC WATER EQUIPMENT | Water Heater | EA | WaterHeater_Fuel=Gas; | WaterHeater_Use=Commercial; |  | WaterHeater_GPH=91; | WaterHeater_Input=100 MBH;
20270 | D20 PLUMBING | D2020 DOMESTIC WATER DISTRIBUTION | D202003 DOMESTIC WATER EQUIPMENT | Water Heater | EA | WaterHeater_Fuel=Gas; | WaterHeater_Use=Commercial; |  | WaterHeater_GPH=86; | WaterHeater_Input=95 MBH;
20271 | D20 PLUMBING | D2020 DOMESTIC WATER DISTRIBUTION | D202003 DOMESTIC WATER EQUIPMENT | Water Heater | EA | WaterHeater_Fuel=Gas; | WaterHeater_Use=Commercial; |  | WaterHeater_GPH=63; | WaterHeater_Input=75 MBH;
20272 | D20 PLUMBING | D2020 DOMESTIC WATER DISTRIBUTION | D202003 DOMESTIC WATER EQUIPMENT | Water Heater | EA | WaterHeater_Fuel=Gas; | WaterHeater_Use=Commercial; |  | WaterHeater_GPH=192; | WaterHeater_Input=200 MBH;
21490 | D20 PLUMBING | D2020 DOMESTIC WATER DISTRIBUTION | D202003 DOMESTIC WATER EQUIPMENT | Water Heater | EA | WaterHeater_Fuel=Gas; | WaterHeater_Use=Commercial;
21493 | D20 PLUMBING | D2020 DOMESTIC WATER DISTRIBUTION | D202003 DOMESTIC WATER EQUIPMENT | Water Heater | EA | WaterHeater_Fuel=Gas; | WaterHeater_Use=Residential;
20244 | D20 PLUMBING | D2020 DOMESTIC WATER DISTRIBUTION | D202003 DOMESTIC WATER EQUIPMENT | Water Heater | EA | WaterHeater_Fuel=Oil; | WaterHeater_Use=Commercial; | WaterHeater_Gal=201; | WaterHeater_GPH=1200; | WaterHeater_Input=1250 MBH;
20245 | D20 PLUMBING | D2020 DOMESTIC WATER DISTRIBUTION | D202003 DOMESTIC WATER EQUIPMENT | Water Heater | EA | WaterHeater_Fuel=Oil; | WaterHeater_Use=Commercial; | WaterHeater_Gal=397; | WaterHeater_GPH=1441; | WaterHeater_Input=1500 MBH;
20246 | D20 PLUMBING | D2020 DOMESTIC WATER DISTRIBUTION | D202003 DOMESTIC WATER EQUIPMENT | Water Heater | EA | WaterHeater_Fuel=Oil; | WaterHeater_Use=Commercial; | WaterHeater_Gal=397; | WaterHeater_GPH=1681; | WaterHeater_Input=1750 MBH;
20247 | D20 PLUMBING | D2020 DOMESTIC WATER DISTRIBUTION | D202003 DOMESTIC WATER EQUIPMENT | Water Heater | EA | WaterHeater_Fuel=Oil; | WaterHeater_Use=Commercial; | WaterHeater_Gal=411; | WaterHeater_GPH=1200; | WaterHeater_Input=1250 MBH;
20248 | D20 PLUMBING | D2020 DOMESTIC WATER DISTRIBUTION | D202003 DOMESTIC WATER EQUIPMENT | Water Heater | EA | WaterHeater_Fuel=Oil; | WaterHeater_Use=Commercial; | WaterHeater_Gal=411; | WaterHeater_GPH=960; | WaterHeater_Input=1000 MBH;
20249 | D20 PLUMBING | D2020 DOMESTIC WATER DISTRIBUTION | D202003 DOMESTIC WATER EQUIPMENT | Water Heater | EA | WaterHeater_Fuel=Oil; | WaterHeater_Use=Commercial; | WaterHeater_Gal=411; | WaterHeater_GPH=768; | WaterHeater_Input=800 MBH;
20250 | D20 PLUMBING | D2020 DOMESTIC WATER DISTRIBUTION | D202003 DOMESTIC WATER EQUIPMENT | Water Heater | EA | WaterHeater_Fuel=Oil; | WaterHeater_Use=Commercial; | WaterHeater_Gal=411; | WaterHeater_GPH=576; | WaterHeater_Input=600 MBH;
20251 | D20 PLUMBING | D2020 DOMESTIC WATER DISTRIBUTION | D202003 DOMESTIC WATER EQUIPMENT | Water Heater | EA | WaterHeater_Fuel=Oil; | WaterHeater_Use=Commercial; | WaterHeater_Gal=201; | WaterHeater_GPH=1441; | WaterHeater_Input=1500 MBH;
20252 | D20 PLUMBING | D2020 DOMESTIC WATER DISTRIBUTION | D202003 DOMESTIC WATER EQUIPMENT | Water Heater | EA | WaterHeater_Fuel=Oil; | WaterHeater_Use=Commercial; | WaterHeater_Gal=201; | WaterHeater_GPH=960; | WaterHeater_Input=1000 MBH;
20253 | D20 PLUMBING | D2020 DOMESTIC WATER DISTRIBUTION | D202003 DOMESTIC WATER EQUIPMENT | Water Heater | EA | WaterHeater_Fuel=Oil; | WaterHeater_Use=Commercial; | WaterHeater_Gal=221; | WaterHeater_GPH=768; | WaterHeater_Input=800 MBH;
20254 | D20 PLUMBING | D2020 DOMESTIC WATER DISTRIBUTION | D202003 DOMESTIC WATER EQUIPMENT | Water Heater | EA | WaterHeater_Fuel=Oil; | WaterHeater_Use=Commercial; | WaterHeater_Gal=221; | WaterHeater_GPH=576; | WaterHeater_Input=600 MBH;
20255 | D20 PLUMBING | D2020 DOMESTIC WATER DISTRIBUTION | D202003 DOMESTIC WATER EQUIPMENT | Water Heater | EA | WaterHeater_Fuel=Oil; | WaterHeater_Use=Commercial; | WaterHeater_Gal=221; | WaterHeater_GPH=288; | WaterHeater_Input=300 MBH;
20256 | D20 PLUMBING | D2020 DOMESTIC WATER DISTRIBUTION | D202003 DOMESTIC WATER EQUIPMENT | Water Heater | EA | WaterHeater_Fuel=Oil; | WaterHeater_Use=Commercial; | WaterHeater_Gal=140; | WaterHeater_GPH=691; | WaterHeater_Input=720 MBH;
20257 | D20 PLUMBING | D2020 DOMESTIC WATER DISTRIBUTION | D202003 DOMESTIC WATER EQUIPMENT | Water Heater | EA | WaterHeater_Fuel=Oil; | WaterHeater_Use=Commercial; | WaterHeater_Gal=140; | WaterHeater_GPH=384; | WaterHeater_Input=400 MBH;
20258 | D20 PLUMBING | D2020 DOMESTIC WATER DISTRIBUTION | D202003 DOMESTIC WATER EQUIPMENT | Water Heater | EA | WaterHeater_Fuel=Oil; | WaterHeater_Use=Commercial; | WaterHeater_Gal=140; | WaterHeater_GPH=259; | WaterHeater_Input=270 MBH;
20259 | D20 PLUMBING | D2020 DOMESTIC WATER DISTRIBUTION | D202003 DOMESTIC WATER EQUIPMENT | Water Heater | EA | WaterHeater_Fuel=Oil; | WaterHeater_Use=Commercial; | WaterHeater_Gal=140; | WaterHeater_GPH=134; | WaterHeater_Input=140 MBH;
20260 | D20 PLUMBING | D2020 DOMESTIC WATER DISTRIBUTION | D202003 DOMESTIC WATER EQUIPMENT | Water Heater | EA | WaterHeater_Fuel=Oil; | WaterHeater_Use=Commercial; | WaterHeater_Gal=140; | WaterHeater_GPH=247; | WaterHeater_Input=255 MBH;
21489 | D20 PLUMBING | D2020 DOMESTIC WATER DISTRIBUTION | D202003 DOMESTIC WATER EQUIPMENT | Water Heater | EA | WaterHeater_Fuel=Oil; | WaterHeater_Use=Commercial;
21492 | D20 PLUMBING | D2020 DOMESTIC WATER DISTRIBUTION | D202003 DOMESTIC WATER EQUIPMENT | Water Heater | EA | WaterHeater_Fuel=Oil; | WaterHeater_Use=Residential;
44234 | D20 PLUMBING | D2020 DOMESTIC WATER DISTRIBUTION | D202003 DOMESTIC WATER EQUIPMENT | Water Meter | EA | Meter_Type=Advanced
44233 | D20 PLUMBING | D2020 DOMESTIC WATER DISTRIBUTION | D202003 DOMESTIC WATER EQUIPMENT | Water Meter | EA
40029 | D20 PLUMBING | D2020 DOMESTIC WATER DISTRIBUTION | D202003 DOMESTIC WATER EQUIPMENT | Water Softener | EA
20234 | D20 PLUMBING | D2020 DOMESTIC WATER DISTRIBUTION | D202003 DOMESTIC WATER EQUIPMENT | Water Storage Tank | EA | StorageTank_Material=Galvanized Steel; |  | StorageTank_GAL=500; | StorageTank_Diameter=36;
20235 | D20 PLUMBING | D2020 DOMESTIC WATER DISTRIBUTION | D202003 DOMESTIC WATER EQUIPMENT | Water Storage Tank | EA | StorageTank_Material=Galvanized Steel; |  | StorageTank_GAL=400; | StorageTank_Diameter=36;
20236 | D20 PLUMBING | D2020 DOMESTIC WATER DISTRIBUTION | D202003 DOMESTIC WATER EQUIPMENT | Water Storage Tank | EA | StorageTank_Material=Galvanized Steel; |  | StorageTank_GAL=15; | StorageTank_Diameter=14;
20237 | D20 PLUMBING | D2020 DOMESTIC WATER DISTRIBUTION | D202003 DOMESTIC WATER EQUIPMENT | Water Storage Tank | EA | StorageTank_Material=Galvanized Steel; |  | StorageTank_GAL=300; | StorageTank_Diameter=36;
20238 | D20 PLUMBING | D2020 DOMESTIC WATER DISTRIBUTION | D202003 DOMESTIC WATER EQUIPMENT | Water Storage Tank | EA | StorageTank_Material=Galvanized Steel; |  | StorageTank_GAL=240; | StorageTank_Diameter=30;
20239 | D20 PLUMBING | D2020 DOMESTIC WATER DISTRIBUTION | D202003 DOMESTIC WATER EQUIPMENT | Water Storage Tank | EA | StorageTank_Material=Galvanized Steel; |  | StorageTank_GAL=135; | StorageTank_Diameter=24;
20240 | D20 PLUMBING | D2020 DOMESTIC WATER DISTRIBUTION | D202003 DOMESTIC WATER EQUIPMENT | Water Storage Tank | EA | StorageTank_Material=Galvanized Steel; |  | StorageTank_GAL=80; | StorageTank_Diameter=20;
20241 | D20 PLUMBING | D2020 DOMESTIC WATER DISTRIBUTION | D202003 DOMESTIC WATER EQUIPMENT | Water Storage Tank | EA | StorageTank_Material=Galvanized Steel; |  | StorageTank_GAL=30; | StorageTank_Diameter=14;
21488 | D20 PLUMBING | D2020 DOMESTIC WATER DISTRIBUTION | D202003 DOMESTIC WATER EQUIPMENT | Water Storage Tank | EA | StorageTank_Material=Galvanized Steel;
20224 | D20 PLUMBING | D2020 DOMESTIC WATER DISTRIBUTION | D202003 DOMESTIC WATER EQUIPMENT | Water Storage Tank | EA | StorageTank_Material=Glass Lined; |  | StorageTank_GAL=605; | StorageTank_Diameter=48;
20225 | D20 PLUMBING | D2020 DOMESTIC WATER DISTRIBUTION | D202003 DOMESTIC WATER EQUIPMENT | Water Storage Tank | EA | StorageTank_Material=Glass Lined; |  | StorageTank_GAL=3440; | StorageTank_Diameter=96;
20226 | D20 PLUMBING | D2020 DOMESTIC WATER DISTRIBUTION | D202003 DOMESTIC WATER EQUIPMENT | Water Storage Tank | EA | StorageTank_Material=Glass Lined; |  | StorageTank_GAL=2285; | StorageTank_Diameter=84;
20227 | D20 PLUMBING | D2020 DOMESTIC WATER DISTRIBUTION | D202003 DOMESTIC WATER EQUIPMENT | Water Storage Tank | EA | StorageTank_Material=Glass Lined; |  | StorageTank_GAL=1615; | StorageTank_Diameter=72;
20228 | D20 PLUMBING | D2020 DOMESTIC WATER DISTRIBUTION | D202003 DOMESTIC WATER EQUIPMENT | Water Storage Tank | EA | StorageTank_Material=Glass Lined; |  | StorageTank_GAL=1330; | StorageTank_Diameter=66;
20229 | D20 PLUMBING | D2020 DOMESTIC WATER DISTRIBUTION | D202003 DOMESTIC WATER EQUIPMENT | Water Storage Tank | EA | StorageTank_Material=Glass Lined; |  | StorageTank_GAL=740; | StorageTank_Diameter=54;
20230 | D20 PLUMBING | D2020 DOMESTIC WATER DISTRIBUTION | D202003 DOMESTIC WATER EQUIPMENT | Water Storage Tank | EA | StorageTank_Material=Glass Lined; |  | StorageTank_GAL=460; | StorageTank_Diameter=42;
20231 | D20 PLUMBING | D2020 DOMESTIC WATER DISTRIBUTION | D202003 DOMESTIC WATER EQUIPMENT | Water Storage Tank | EA | StorageTank_Material=Glass Lined; |  | StorageTank_GAL=325; | StorageTank_Diameter=36;
20232 | D20 PLUMBING | D2020 DOMESTIC WATER DISTRIBUTION | D202003 DOMESTIC WATER EQUIPMENT | Water Storage Tank | EA | StorageTank_Material=Glass Lined; |  | StorageTank_GAL=225; | StorageTank_Diameter=30;
20233 | D20 PLUMBING | D2020 DOMESTIC WATER DISTRIBUTION | D202003 DOMESTIC WATER EQUIPMENT | Water Storage Tank | EA | StorageTank_Material=Glass Lined; |  | StorageTank_GAL=80; | StorageTank_Diameter=20;
20242 | D20 PLUMBING | D2020 DOMESTIC WATER DISTRIBUTION | D202003 DOMESTIC WATER EQUIPMENT | Water Storage Tank | EA | StorageTank_Material=Glass Lined; |  | StorageTank_GAL=140; | StorageTank_Diameter=24;
20243 | D20 PLUMBING | D2020 DOMESTIC WATER DISTRIBUTION | D202003 DOMESTIC WATER EQUIPMENT | Water Storage Tank | EA | StorageTank_Material=Glass Lined; |  | StorageTank_GAL=940; | StorageTank_Diameter=60;
40030 | D20 PLUMBING | D2020 DOMESTIC WATER DISTRIBUTION | D202003 DOMESTIC WATER EQUIPMENT | Water Treatment | EA
40032 | D20 PLUMBING | D2020 DOMESTIC WATER DISTRIBUTION | D202003 DOMESTIC WATER EQUIPMENT | Water Treatment | EA | WaterTreatment_Type=Chemical;
40031 | D20 PLUMBING | D2020 DOMESTIC WATER DISTRIBUTION | D202003 DOMESTIC WATER EQUIPMENT | Water Treatment | EA | WaterTreatment_Type=Deionozation;
40033 | D20 PLUMBING | D2020 DOMESTIC WATER DISTRIBUTION | D202003 DOMESTIC WATER EQUIPMENT | Water Treatment | EA | WaterTreatment_Type=Ultraviolet;
40034 | D20 PLUMBING | D2020 DOMESTIC WATER DISTRIBUTION | D202003 DOMESTIC WATER EQUIPMENT | Water Treatment | EA | WaterTreatment_Type=Wastewater Filtration;
41174 | D20 PLUMBING | D2020 DOMESTIC WATER DISTRIBUTION | D202004 INSULATION & IDENTIFICATION | Pipe Insulation | EA | PipeInsulation_Type=General;
42174 | D20 PLUMBING | D2020 DOMESTIC WATER DISTRIBUTION | D202004 INSULATION & IDENTIFICATION | Pipe Insulation | EA | PipeInsulation_Type=Other;
43174 | D20 PLUMBING | D2020 DOMESTIC WATER DISTRIBUTION | D202004 INSULATION & IDENTIFICATION | Pipe Insulation | EA | PipeInsulation_Type=Unknown;
70176 | D20 PLUMBING | D2020 DOMESTIC WATER DISTRIBUTION | D202006 BALL VALVES | Domestic Water Valve | EA | Valve_Type=Ball; |  | Valve_Dia_IN=2;
70177 | D20 PLUMBING | D2020 DOMESTIC WATER DISTRIBUTION | D202006 BALL VALVES | Domestic Water Valve | EA | Valve_Type=Ball; |  | Valve_Dia_IN=4;
70178 | D20 PLUMBING | D2020 DOMESTIC WATER DISTRIBUTION | D202006 BALL VALVES | Domestic Water Valve | EA | Valve_Type=Ball; |  | Valve_Dia_IN=6;
70179 | D20 PLUMBING | D2020 DOMESTIC WATER DISTRIBUTION | D202007 GATE VALVES | Domestic Water Valve | EA | Valve_Type=Gate; |  | Valve_Dia_IN=2;
70180 | D20 PLUMBING | D2020 DOMESTIC WATER DISTRIBUTION | D202007 GATE VALVES | Domestic Water Valve | EA | Valve_Type=Gate; |  | Valve_Dia_IN=3;
70181 | D20 PLUMBING | D2020 DOMESTIC WATER DISTRIBUTION | D202007 GATE VALVES | Domestic Water Valve | EA | Valve_Type=Gate; |  | Valve_Dia_IN=4;
70182 | D20 PLUMBING | D2020 DOMESTIC WATER DISTRIBUTION | D202007 GATE VALVES | Domestic Water Valve | EA | Valve_Type=Gate; |  | Valve_Dia_IN=6;
70183 | D20 PLUMBING | D2020 DOMESTIC WATER DISTRIBUTION | D202007 GATE VALVES | Domestic Water Valve | EA | Valve_Type=Gate; |  | Valve_Dia_IN=8;
70184 | D20 PLUMBING | D2020 DOMESTIC WATER DISTRIBUTION | D202007 GATE VALVES | Domestic Water Valve | EA | Valve_Type=Gate; |  | Valve_Dia_IN=10;
70185 | D20 PLUMBING | D2020 DOMESTIC WATER DISTRIBUTION | D202007 GATE VALVES | Domestic Water Valve | EA | Valve_Type=Gate; |  | Valve_Dia_IN=12;
70186 | D20 PLUMBING | D2020 DOMESTIC WATER DISTRIBUTION | D202008 VALVES, NON-DRAIN | Domestic Water Valve | EA | Valve_Type=Non-Drain; |  | Valve_Dia_IN=2;
70187 | D20 PLUMBING | D2020 DOMESTIC WATER DISTRIBUTION | D202008 VALVES, NON-DRAIN | Domestic Water Valve | EA | Valve_Type=Non-Drain; |  | Valve_Dia_IN=4;
70188 | D20 PLUMBING | D2020 DOMESTIC WATER DISTRIBUTION | D202008 VALVES, NON-DRAIN | Domestic Water Valve | EA | Valve_Type=Non-Drain; |  | Valve_Dia_IN=6;
70189 | D20 PLUMBING | D2020 DOMESTIC WATER DISTRIBUTION | D202008 VALVES, NON-DRAIN | Domestic Water Valve | EA | Valve_Type=Non-Drain; |  | Valve_Dia_IN=8;
70190 | D20 PLUMBING | D2020 DOMESTIC WATER DISTRIBUTION | D202008 VALVES, NON-DRAIN | Domestic Water Valve | EA | Valve_Type=Non-Drain; |  | Valve_Dia_IN=10;
70191 | D20 PLUMBING | D2020 DOMESTIC WATER DISTRIBUTION | D202008 VALVES, NON-DRAIN | Domestic Water Valve | EA | Valve_Type=Non-Drain; |  | Valve_Dia_IN=12;
70192 | D20 PLUMBING | D2020 DOMESTIC WATER DISTRIBUTION | D202008 VALVES, NON-DRAIN | Domestic Water Valve | EA | Valve_Type=Non-Drain; |  | Valve_Dia_IN=14;
70193 | D20 PLUMBING | D2020 DOMESTIC WATER DISTRIBUTION | D202009 BUTTERFLY VALVES | Domestic Water Valve | EA | Valve_Type=Butterfly; |  | Valve_Dia_IN=3;
70194 | D20 PLUMBING | D2020 DOMESTIC WATER DISTRIBUTION | D202009 BUTTERFLY VALVES | Domestic Water Valve | EA | Valve_Type=Butterfly; |  | Valve_Dia_IN=4;
70195 | D20 PLUMBING | D2020 DOMESTIC WATER DISTRIBUTION | D202009 BUTTERFLY VALVES | Domestic Water Valve | EA | Valve_Type=Butterfly; |  | Valve_Dia_IN=6;
70196 | D20 PLUMBING | D2020 DOMESTIC WATER DISTRIBUTION | D202009 BUTTERFLY VALVES | Domestic Water Valve | EA | Valve_Type=Butterfly; |  | Valve_Dia_IN=8;
70197 | D20 PLUMBING | D2020 DOMESTIC WATER DISTRIBUTION | D202009 BUTTERFLY VALVES | Domestic Water Valve | EA | Valve_Type=Butterfly; |  | Valve_Dia_IN=10;
70198 | D20 PLUMBING | D2020 DOMESTIC WATER DISTRIBUTION | D202009 BUTTERFLY VALVES | Domestic Water Valve | EA | Valve_Type=Butterfly; |  | Valve_Dia_IN=12;
70199 | D20 PLUMBING | D2020 DOMESTIC WATER DISTRIBUTION | D202010 FLOW CONTROL VALVES | Domestic Water Valve | EA | Valve_Type=Control; |  | Valve_Dia_IN=2;
70200 | D20 PLUMBING | D2020 DOMESTIC WATER DISTRIBUTION | D202010 FLOW CONTROL VALVES | Domestic Water Valve | EA | Valve_Type=Control; |  | Valve_Dia_IN=4;
70201 | D20 PLUMBING | D2020 DOMESTIC WATER DISTRIBUTION | D202010 FLOW CONTROL VALVES | Domestic Water Valve | EA | Valve_Type=Control; |  | Valve_Dia_IN=6;
70202 | D20 PLUMBING | D2020 DOMESTIC WATER DISTRIBUTION | D202010 FLOW CONTROL VALVES | Domestic Water Valve | EA | Valve_Type=Control; |  | Valve_Dia_IN=8;
70203 | D20 PLUMBING | D2020 DOMESTIC WATER DISTRIBUTION | D202010 FLOW CONTROL VALVES | Domestic Water Valve | EA | Valve_Type=Control; |  | Valve_Dia_IN=10;
70204 | D20 PLUMBING | D2020 DOMESTIC WATER DISTRIBUTION | D202010 FLOW CONTROL VALVES | Domestic Water Valve | EA | Valve_Type=Control; |  | Valve_Dia_IN=12;
70205 | D20 PLUMBING | D2020 DOMESTIC WATER DISTRIBUTION | D202011 GLOBE VALVES | Domestic Water Valve | EA | Valve_Type=Globe; |  | Valve_Dia_IN=2;
70207 | D20 PLUMBING | D2020 DOMESTIC WATER DISTRIBUTION | D202012 PLUG VALVES | Domestic Water Valve | EA | Valve_Type=Plug; |  | Valve_Dia_IN=>6;
70208 | D20 PLUMBING | D2020 DOMESTIC WATER DISTRIBUTION | D202012 PLUG VALVES | Domestic Water Valve | EA | Valve_Type=Plug; |  | Valve_Dia_IN=6;
70209 | D20 PLUMBING | D2020 DOMESTIC WATER DISTRIBUTION | D202012 PLUG VALVES | Domestic Water Valve | EA | Valve_Type=Plug; |  | Valve_Dia_IN=8;
70211 | D20 PLUMBING | D2020 DOMESTIC WATER DISTRIBUTION | D202013 SOLENOID VALVES | Domestic Water Valve | EA | Valve_Type=Solenoid; |  | Valve_Dia_IN=3;
70213 | D20 PLUMBING | D2020 DOMESTIC WATER DISTRIBUTION | D202013 SOLENOID VALVES | Domestic Water Valve | EA | Valve_Type=Solenoid; |  | Valve_Dia_IN=>4;
70214 | D20 PLUMBING | D2020 DOMESTIC WATER DISTRIBUTION | D202013 SOLENOID VALVES | Domestic Water Valve | EA | Valve_Type=Solenoid; |  | Valve_Dia_IN=2;
70215 | D20 PLUMBING | D2020 DOMESTIC WATER DISTRIBUTION | D202013 SOLENOID VALVES | Domestic Water Valve | EA | Valve_Type=Solenoid; |  | Valve_Dia_IN=4;
70216 | D20 PLUMBING | D2020 DOMESTIC WATER DISTRIBUTION | D202013 SOLENOID VALVES | Domestic Water Valve | EA | Valve_Type=Solenoid; |  | Valve_Dia_IN=6;
70217 | D20 PLUMBING | D2020 DOMESTIC WATER DISTRIBUTION | D202013 SOLENOID VALVES | Domestic Water Valve | EA | Valve_Type=Solenoid; |  | Valve_Dia_IN=10;
70219 | D20 PLUMBING | D2020 DOMESTIC WATER DISTRIBUTION | D202014 CHECK VALVES | Domestic Water Valve | EA | Valve_Type=Check; |  | Valve_Dia_IN=2;
70220 | D20 PLUMBING | D2020 DOMESTIC WATER DISTRIBUTION | D202014 CHECK VALVES | Domestic Water Valve | EA | Valve_Type=Check; |  | Valve_Dia_IN=4;
70221 | D20 PLUMBING | D2020 DOMESTIC WATER DISTRIBUTION | D202014 CHECK VALVES | Domestic Water Valve | EA | Valve_Type=Check; |  | Valve_Dia_IN=6;
70222 | D20 PLUMBING | D2020 DOMESTIC WATER DISTRIBUTION | D202014 CHECK VALVES | Domestic Water Valve | EA | Valve_Type=Check; |  | Valve_Dia_IN=10;
70218 | D20 PLUMBING | D2020 DOMESTIC WATER DISTRIBUTION | D202015 OTHER VALVES | Domestic Water Valve | EA | Valve_Type=Calibrated Balancing;
41176 | D20 PLUMBING | D2020 DOMESTIC WATER DISTRIBUTION | D202090 OTHER DOMESTIC WATER SUPPLY | Domestic Water Equipment | EA | DomWaterEquip_Type=General;
21485 | D20 PLUMBING | D2020 DOMESTIC WATER DISTRIBUTION | D202090 OTHER DOMESTIC WATER SUPPLY | Domestic Water Equipment | EA | DomWaterEquip_Type=Other;
43176 | D20 PLUMBING | D2020 DOMESTIC WATER DISTRIBUTION | D202090 OTHER DOMESTIC WATER SUPPLY | Domestic Water Equipment | EA | DomWaterEquip_Type=Unknown;
60104 | D20 PLUMBING | D2020 DOMESTIC WATER DISTRIBUTION | D202091 AUXILIARY EQUIPMENT | Expansion Tank | EA
60105 | D20 PLUMBING | D2020 DOMESTIC WATER DISTRIBUTION | D202091 AUXILIARY EQUIPMENT | Expansion Tank | EA |  |  | ExpansionTank_GAL=100;
60106 | D20 PLUMBING | D2020 DOMESTIC WATER DISTRIBUTION | D202091 AUXILIARY EQUIPMENT | Expansion Tank | EA |  |  | ExpansionTank_GAL=120;
60107 | D20 PLUMBING | D2020 DOMESTIC WATER DISTRIBUTION | D202091 AUXILIARY EQUIPMENT | Expansion Tank | EA |  |  | ExpansionTank_GAL=135;
60108 | D20 PLUMBING | D2020 DOMESTIC WATER DISTRIBUTION | D202091 AUXILIARY EQUIPMENT | Expansion Tank | EA |  |  | ExpansionTank_GAL=15;
60109 | D20 PLUMBING | D2020 DOMESTIC WATER DISTRIBUTION | D202091 AUXILIARY EQUIPMENT | Expansion Tank | EA |  |  | ExpansionTank_GAL=175;
60110 | D20 PLUMBING | D2020 DOMESTIC WATER DISTRIBUTION | D202091 AUXILIARY EQUIPMENT | Expansion Tank | EA |  |  | ExpansionTank_GAL=220;
60111 | D20 PLUMBING | D2020 DOMESTIC WATER DISTRIBUTION | D202091 AUXILIARY EQUIPMENT | Expansion Tank | EA |  |  | ExpansionTank_GAL=24;
60112 | D20 PLUMBING | D2020 DOMESTIC WATER DISTRIBUTION | D202091 AUXILIARY EQUIPMENT | Expansion Tank | EA |  |  | ExpansionTank_GAL=240;
60113 | D20 PLUMBING | D2020 DOMESTIC WATER DISTRIBUTION | D202091 AUXILIARY EQUIPMENT | Expansion Tank | EA |  |  | ExpansionTank_GAL=30;
60114 | D20 PLUMBING | D2020 DOMESTIC WATER DISTRIBUTION | D202091 AUXILIARY EQUIPMENT | Expansion Tank | EA |  |  | ExpansionTank_GAL=305;
60115 | D20 PLUMBING | D2020 DOMESTIC WATER DISTRIBUTION | D202091 AUXILIARY EQUIPMENT | Expansion Tank | EA |  |  | ExpansionTank_GAL=40;
60116 | D20 PLUMBING | D2020 DOMESTIC WATER DISTRIBUTION | D202091 AUXILIARY EQUIPMENT | Expansion Tank | EA |  |  | ExpansionTank_GAL=400;
60117 | D20 PLUMBING | D2020 DOMESTIC WATER DISTRIBUTION | D202091 AUXILIARY EQUIPMENT | Expansion Tank | EA |  |  | ExpansionTank_GAL=60;
60118 | D20 PLUMBING | D2020 DOMESTIC WATER DISTRIBUTION | D202091 AUXILIARY EQUIPMENT | Expansion Tank | EA |  |  | ExpansionTank_GAL=80;
60012 | D20 PLUMBING | D2030 SANITARY WASTE | D203001 WASTE PIPE & FITTINGS | Waste Piping | LF | WastePipe_Material=Epoxy, filament wound; | Pipe_Type=Corrosion Resistant | Pipe_Diameter=<4;
21625 | D20 PLUMBING | D2030 SANITARY WASTE | D203001 WASTE PIPE & FITTINGS | Waste Piping | LF | WastePipe_Material=General;
60014 | D20 PLUMBING | D2030 SANITARY WASTE | D203001 WASTE PIPE & FITTINGS | Waste Piping | LF | WastePipe_Material=Glass; | Pipe_Type=Lab | Pipe_Diameter=<4;
60010 | D20 PLUMBING | D2030 SANITARY WASTE | D203001 WASTE PIPE & FITTINGS | Waste Piping | LF | WastePipe_Material=Iron Alloy Polypropylene, acid resist., fire retrdnt. Schdl. 40; | Pipe_Type=Corrosion Resistant | Pipe_Diameter=<4;
60007 | D20 PLUMBING | D2030 SANITARY WASTE | D203001 WASTE PIPE & FITTINGS | Waste Piping | LF | WastePipe_Material=Iron Alloy; | Pipe_Type=Corrosion Resistant | Pipe_Diameter=<4;
42177 | D20 PLUMBING | D2030 SANITARY WASTE | D203001 WASTE PIPE & FITTINGS | Waste Piping | EA | WastePipe_Material=Other;
60008 | D20 PLUMBING | D2030 SANITARY WASTE | D203001 WASTE PIPE & FITTINGS | Waste Piping | LF | WastePipe_Material=Plastic, epoxy, fiberglass wound; | Pipe_Type=Corrosion Resistant | Pipe_Diameter=<4;
60009 | D20 PLUMBING | D2030 SANITARY WASTE | D203001 WASTE PIPE & FITTINGS | Waste Piping | LF | WastePipe_Material=Polyester, fiberglass filament wound; | Pipe_Type=Corrosion Resistant | Pipe_Diameter=<4;
60013 | D20 PLUMBING | D2030 SANITARY WASTE | D203001 WASTE PIPE & FITTINGS | Waste Piping | LF | WastePipe_Material=Polypropylene, acid resistant non-pressure; | Pipe_Type=Corrosion Resistant | Pipe_Diameter=<4;
60011 | D20 PLUMBING | D2030 SANITARY WASTE | D203001 WASTE PIPE & FITTINGS | Waste Piping | LF | WastePipe_Material=Propylene, fire retardant, schedule 40; | Pipe_Type=Corrosion Resistant | Pipe_Diameter=<4;
43177 | D20 PLUMBING | D2030 SANITARY WASTE | D203001 WASTE PIPE & FITTINGS | Waste Piping | EA | WastePipe_Material=Unknown;
41178 | D20 PLUMBING | D2030 SANITARY WASTE | D203002 VENT PIPE & FITTINGS | Vent Piping | EA | VentPipe_Material=General;
42178 | D20 PLUMBING | D2030 SANITARY WASTE | D203002 VENT PIPE & FITTINGS | Vent Piping | EA | VentPipe_Material=Other;
43178 | D20 PLUMBING | D2030 SANITARY WASTE | D203002 VENT PIPE & FITTINGS | Vent Piping | EA | VentPipe_Material=Unknown;
41179 | D20 PLUMBING | D2030 SANITARY WASTE | D203003 FLOOR DRAINS | Floor Drain | EA | FloorDrain_Type=General;
42179 | D20 PLUMBING | D2030 SANITARY WASTE | D203003 FLOOR DRAINS | Floor Drain | EA | FloorDrain_Type=Other;
43179 | D20 PLUMBING | D2030 SANITARY WASTE | D203003 FLOOR DRAINS | Floor Drain | EA | FloorDrain_Type=Unknown;
40035 | D20 PLUMBING | D2030 SANITARY WASTE | D203004 SANITARY AND VENT EQUIPMENT | Backflow Preventer | EA
40036 | D20 PLUMBING | D2030 SANITARY WASTE | D203004 SANITARY AND VENT EQUIPMENT | Backflow Preventer | EA |  |  | BackflowPreventer_Diameter=2;
40037 | D20 PLUMBING | D2030 SANITARY WASTE | D203004 SANITARY AND VENT EQUIPMENT | Backflow Preventer | EA |  |  | BackflowPreventer_Diameter=3;
40038 | D20 PLUMBING | D2030 SANITARY WASTE | D203004 SANITARY AND VENT EQUIPMENT | Backflow Preventer | EA |  |  | BackflowPreventer_Diameter=4;
40039 | D20 PLUMBING | D2030 SANITARY WASTE | D203004 SANITARY AND VENT EQUIPMENT | Backflow Preventer | EA |  |  | BackflowPreventer_Diameter=6;
40040 | D20 PLUMBING | D2030 SANITARY WASTE | D203004 SANITARY AND VENT EQUIPMENT | Backflow Preventer | EA |  |  | BackflowPreventer_Diameter=6.1;
41180 | D20 PLUMBING | D2030 SANITARY WASTE | D203004 SANITARY AND VENT EQUIPMENT | Sanitary Waste Equipment | EA | SanitaryWasteEquip_Type=General;
42180 | D20 PLUMBING | D2030 SANITARY WASTE | D203004 SANITARY AND VENT EQUIPMENT | Sanitary Waste Equipment | EA | SanitaryWasteEquip_Type=Other;
43180 | D20 PLUMBING | D2030 SANITARY WASTE | D203004 SANITARY AND VENT EQUIPMENT | Sanitary Waste Equipment | EA | SanitaryWasteEquip_Type=Unknown;
20298 | D20 PLUMBING | D2030 SANITARY WASTE | D203004 SANITARY AND VENT EQUIPMENT | Waste Separator | EA |  |  | WasteSeparator_Diameter=3;
20299 | D20 PLUMBING | D2030 SANITARY WASTE | D203004 SANITARY AND VENT EQUIPMENT | Waste Separator | EA |  |  | WasteSeparator_Diameter=10;
20300 | D20 PLUMBING | D2030 SANITARY WASTE | D203004 SANITARY AND VENT EQUIPMENT | Waste Separator | EA |  |  | WasteSeparator_Diameter=8;
20301 | D20 PLUMBING | D2030 SANITARY WASTE | D203004 SANITARY AND VENT EQUIPMENT | Waste Separator | EA |  |  | WasteSeparator_Diameter=6;
20302 | D20 PLUMBING | D2030 SANITARY WASTE | D203004 SANITARY AND VENT EQUIPMENT | Waste Separator | EA |  |  | WasteSeparator_Diameter=4;
20303 | D20 PLUMBING | D2030 SANITARY WASTE | D203004 SANITARY AND VENT EQUIPMENT | Waste Separator | EA |  |  | WasteSeparator_Diameter=2;
20304 | D20 PLUMBING | D2030 SANITARY WASTE | D203004 SANITARY AND VENT EQUIPMENT | Waste Separator | EA |  |  | WasteSeparator_Diameter=1;
20305 | D20 PLUMBING | D2030 SANITARY WASTE | D203004 SANITARY AND VENT EQUIPMENT | Waste Separator | EA |  |  | WasteSeparator_Diameter=5;
21496 | D20 PLUMBING | D2030 SANITARY WASTE | D203004 SANITARY AND VENT EQUIPMENT | Waste Separator | EA
41181 | D20 PLUMBING | D2030 SANITARY WASTE | D203005 INSULATION & IDENTIFICATION | Pipe Insulation | EA | PipeInsulation_Type=General;
42181 | D20 PLUMBING | D2030 SANITARY WASTE | D203005 INSULATION & IDENTIFICATION | Pipe Insulation | EA | PipeInsulation_Type=Other;
43181 | D20 PLUMBING | D2030 SANITARY WASTE | D203005 INSULATION & IDENTIFICATION | Pipe Insulation | EA | PipeInsulation_Type=Unknown;
41182 | D20 PLUMBING | D2030 SANITARY WASTE | D203090 OTHER SANITARY WASTE | Sanitary Waste Equipment | EA | SanitaryWasteEquip_Type=General;
21497 | D20 PLUMBING | D2030 SANITARY WASTE | D203090 OTHER SANITARY WASTE | Sanitary Waste Equipment | EA | SanitaryWasteEquip_Type=Other;
43182 | D20 PLUMBING | D2030 SANITARY WASTE | D203090 OTHER SANITARY WASTE | Sanitary Waste Equipment | EA | SanitaryWasteEquip_Type=Unknown;
41183 | D20 PLUMBING | D2040 RAIN WATER DRAINAGE | D204001 PIPE & FITTINGS | Rainwater Drain Piping | LF | RainDrainPipe_Material=General;
42183 | D20 PLUMBING | D2040 RAIN WATER DRAINAGE | D204001 PIPE & FITTINGS | Rainwater Drain Piping | LF | RainDrainPipe_Material=Other;
43183 | D20 PLUMBING | D2040 RAIN WATER DRAINAGE | D204001 PIPE & FITTINGS | Rainwater Drain Piping | LF | RainDrainPipe_Material=Unknown;
21498 | D20 PLUMBING | D2040 RAIN WATER DRAINAGE | D204002 ROOF DRAINS | Roof Drain | LF | RoofDrain_Type=General;
42184 | D20 PLUMBING | D2040 RAIN WATER DRAINAGE | D204002 ROOF DRAINS | Roof Drain | EA | RoofDrain_Type=Other;
43184 | D20 PLUMBING | D2040 RAIN WATER DRAINAGE | D204002 ROOF DRAINS | Roof Drain | EA | RoofDrain_Type=Unknown;
41185 | D20 PLUMBING | D2040 RAIN WATER DRAINAGE | D204003 RAINWATER DRAINAGE EQUIPMENT | Stormwater Drainage Equipment | EA | RainDrainEquip_Type=General;
42185 | D20 PLUMBING | D2040 RAIN WATER DRAINAGE | D204003 RAINWATER DRAINAGE EQUIPMENT | Stormwater Drainage Equipment | EA | RainDrainEquip_Type=Other;
43185 | D20 PLUMBING | D2040 RAIN WATER DRAINAGE | D204003 RAINWATER DRAINAGE EQUIPMENT | Stormwater Drainage Equipment | EA | RainDrainEquip_Type=Unknown;
40263 | D20 PLUMBING | D2040 RAIN WATER DRAINAGE | D204003 RAINWATER DRAINAGE EQUIPMENT | Sump Pump | EA | SumpPump_Type=Duplex;
40264 | D20 PLUMBING | D2040 RAIN WATER DRAINAGE | D204003 RAINWATER DRAINAGE EQUIPMENT | Sump Pump | EA | SumpPump_Type=Submersible;
41186 | D20 PLUMBING | D2040 RAIN WATER DRAINAGE | D204004 INSULATION & IDENTIFICATION | Pipe Insulation | LF | PipeInsulation_Type=General;
42186 | D20 PLUMBING | D2040 RAIN WATER DRAINAGE | D204004 INSULATION & IDENTIFICATION | Pipe Insulation | LF | PipeInsulation_Type=Other;
43186 | D20 PLUMBING | D2040 RAIN WATER DRAINAGE | D204004 INSULATION & IDENTIFICATION | Pipe Insulation | LF | PipeInsulation_Type=Unknown;
41187 | D20 PLUMBING | D2040 RAIN WATER DRAINAGE | D204090 OTHER RAIN WATER DRAINAGE SYSTEM | Stormwater Drainage Equipment | EA | RainDrainEquip_Type=General;
21499 | D20 PLUMBING | D2040 RAIN WATER DRAINAGE | D204090 OTHER RAIN WATER DRAINAGE SYSTEM | Stormwater Drainage Equipment | EA | RainDrainEquip_Type=Other;
43187 | D20 PLUMBING | D2040 RAIN WATER DRAINAGE | D204090 OTHER RAIN WATER DRAINAGE SYSTEM | Stormwater Drainage Equipment | EA | RainDrainEquip_Type=Unknown;
60026 | D20 PLUMBING | D2090 OTHER PLUMBING SYSTEMS | D209001 SPECIAL PIPING SYSTEMS | Compressed Air System | LF | PlumbingSys_Type=Healthcare Compressed Air Distribution System;
60017 | D20 PLUMBING | D2090 OTHER PLUMBING SYSTEMS | D209001 SPECIAL PIPING SYSTEMS | Specialty Piping | LF | PlumbingSys_Type=Carbon Dioxide; | PlumbingSys_Subype=Copper; | Pipe_Diameter=1;
60018 | D20 PLUMBING | D2090 OTHER PLUMBING SYSTEMS | D209001 SPECIAL PIPING SYSTEMS | Specialty Piping | LF | PlumbingSys_Type=Dental Compressed Air; | PlumbingSys_Subype=PVC; | Pipe_Diameter=1;
60027 | D20 PLUMBING | D2090 OTHER PLUMBING SYSTEMS | D209001 SPECIAL PIPING SYSTEMS | Specialty Piping | LF | PlumbingSys_Type=Dental Compressed Air; | PlumbingSys_Subype=Copper; | Pipe_Diameter=1;
60019 | D20 PLUMBING | D2090 OTHER PLUMBING SYSTEMS | D209001 SPECIAL PIPING SYSTEMS | Specialty Piping | LF | PlumbingSys_Type=Dental Vacuum; |  | Pipe_Diameter=<4;
60020 | D20 PLUMBING | D2090 OTHER PLUMBING SYSTEMS | D209001 SPECIAL PIPING SYSTEMS | Specialty Piping | LF | PlumbingSys_Type=Lab Compressed Air; | PlumbingSys_Subype=Copper; | Pipe_Diameter=1;
60021 | D20 PLUMBING | D2090 OTHER PLUMBING SYSTEMS | D209001 SPECIAL PIPING SYSTEMS | Specialty Piping | LF | PlumbingSys_Type=Lab Vacuum; | PlumbingSys_Subype=Copper; | Pipe_Diameter=1;
60025 | D20 PLUMBING | D2090 OTHER PLUMBING SYSTEMS | D209001 SPECIAL PIPING SYSTEMS | Specialty Piping | LF | PlumbingSys_Type=Liquid Nitrogen; | PlumbingSys_Subype=Stainless Steel; | Pipe_Diameter=<2.5;
60024 | D20 PLUMBING | D2090 OTHER PLUMBING SYSTEMS | D209001 SPECIAL PIPING SYSTEMS | Specialty Piping | LF | PlumbingSys_Type=Medical Air and Vacuum; | PlumbingSys_Subype=Copper; | Pipe_Diameter=1;
60023 | D20 PLUMBING | D2090 OTHER PLUMBING SYSTEMS | D209001 SPECIAL PIPING SYSTEMS | Specialty Piping | LF | PlumbingSys_Type=Medical Gas Vacuum; | PlumbingSys_Subype=Copper; | Pipe_Diameter=1;
60022 | D20 PLUMBING | D2090 OTHER PLUMBING SYSTEMS | D209001 SPECIAL PIPING SYSTEMS | Specialty Piping | LF | PlumbingSys_Type=Medical Gas; | PlumbingSys_Subype=Copper; | Pipe_Diameter=1;
60015 | D20 PLUMBING | D2090 OTHER PLUMBING SYSTEMS | D209001 SPECIAL PIPING SYSTEMS | Specialty Piping | LF | PlumbingSys_Type=RO; | PlumbingSys_Subype=Stainless Steel; | Pipe_Diameter=1;
60016 | D20 PLUMBING | D2090 OTHER PLUMBING SYSTEMS | D209001 SPECIAL PIPING SYSTEMS | Specialty Piping | LF | PlumbingSys_Type=RO; | PlumbingSys_Subype=Stainless Steel; | Pipe_Diameter=2;
40255 | D20 PLUMBING | D2090 OTHER PLUMBING SYSTEMS | D209001 SPECIAL PIPING SYSTEMS | Specialty Piping | LF | Specialty_Piping_Type=General;
42188 | D20 PLUMBING | D2090 OTHER PLUMBING SYSTEMS | D209001 SPECIAL PIPING SYSTEMS | Specialty Piping | EA | Specialty_Piping_Type=Other;
43188 | D20 PLUMBING | D2090 OTHER PLUMBING SYSTEMS | D209001 SPECIAL PIPING SYSTEMS | Specialty Piping | EA | Specialty_Piping_Type=Unknown;
41189 | D20 PLUMBING | D2090 OTHER PLUMBING SYSTEMS | D209002 ACID WASTE SYSTEMS | Special Plumbing System | EA | PlumbingSys_Type=Acid Waste; | PlumbingSys_Subype=General;
42189 | D20 PLUMBING | D2090 OTHER PLUMBING SYSTEMS | D209002 ACID WASTE SYSTEMS | Special Plumbing System | EA | PlumbingSys_Type=Acid Waste; | PlumbingSys_Subype=Other;
43189 | D20 PLUMBING | D2090 OTHER PLUMBING SYSTEMS | D209002 ACID WASTE SYSTEMS | Special Plumbing System | EA | PlumbingSys_Type=Acid Waste; | PlumbingSys_Subype=Unknown;
41190 | D20 PLUMBING | D2090 OTHER PLUMBING SYSTEMS | D209003 INTERCEPTORS | Waste Interceptor | EA | WasteInterceptor_Type=General;
42190 | D20 PLUMBING | D2090 OTHER PLUMBING SYSTEMS | D209003 INTERCEPTORS | Waste Interceptor | EA | WasteInterceptor_Type=Other;
43190 | D20 PLUMBING | D2090 OTHER PLUMBING SYSTEMS | D209003 INTERCEPTORS | Waste Interceptor | EA | WasteInterceptor_Type=Unknown;
41191 | D20 PLUMBING | D2090 OTHER PLUMBING SYSTEMS | D209004 POOL PIPING AND EQUIPMENT | Special Plumbing System | EA | PlumbingSys_Type=Pool; | PlumbingSys_Subype=General;
42191 | D20 PLUMBING | D2090 OTHER PLUMBING SYSTEMS | D209004 POOL PIPING AND EQUIPMENT | Special Plumbing System | EA | PlumbingSys_Type=Pool; | PlumbingSys_Subype=Other;
43191 | D20 PLUMBING | D2090 OTHER PLUMBING SYSTEMS | D209004 POOL PIPING AND EQUIPMENT | Special Plumbing System | EA | PlumbingSys_Type=Pool; | PlumbingSys_Subype=Unknown;
60028 | D20 PLUMBING | D2090 OTHER PLUMBING SYSTEMS | D209005 COMPRESSED AIR SYSTEM (NON-BREATHING) | Air Compressor | EA | AirCompressor_Use=Dental Air; |  | AirCompressor_HP=Min;
60029 | D20 PLUMBING | D2090 OTHER PLUMBING SYSTEMS | D209005 COMPRESSED AIR SYSTEM (NON-BREATHING) | Air Compressor | EA | AirCompressor_Use=Dental Air; |  | AirCompressor_HP=Max;
60030 | D20 PLUMBING | D2090 OTHER PLUMBING SYSTEMS | D209005 COMPRESSED AIR SYSTEM (NON-BREATHING) | Air Compressor | EA | AirCompressor_Use=Medical/Lab; |  | AirCompressor_HP=Min;
60031 | D20 PLUMBING | D2090 OTHER PLUMBING SYSTEMS | D209005 COMPRESSED AIR SYSTEM (NON-BREATHING) | Air Compressor | EA | AirCompressor_Use=Medical/Lab; |  | AirCompressor_HP=Max;
60035 | D20 PLUMBING | D2090 OTHER PLUMBING SYSTEMS | D209005 COMPRESSED AIR SYSTEM (NON-BREATHING) | Compressed Air System | EA | CompressedAirSys_Type=Dental Vacuum Equipment Oral Duplex 165 SCFM W/77 Gal Separator;
41192 | D20 PLUMBING | D2090 OTHER PLUMBING SYSTEMS | D209005 COMPRESSED AIR SYSTEM (NON-BREATHING) | Compressed Air System | EA | CompressedAirSys_Type=General;
60034 | D20 PLUMBING | D2090 OTHER PLUMBING SYSTEMS | D209005 COMPRESSED AIR SYSTEM (NON-BREATHING) | Compressed Air System | EA | CompressedAirSys_Type=Healthcare Vacuum Eq./Anesthesia Vacuum Station Medical w/ receiver Duplex 180 SCFM;
60032 | D20 PLUMBING | D2090 OTHER PLUMBING SYSTEMS | D209005 COMPRESSED AIR SYSTEM (NON-BREATHING) | Compressed Air System | EA | CompressedAirSys_Type=Healthcare Vacuum Eq./Anesthesia Vacuum Station Medical w/ receiver Duplex 20 SCFM;
60033 | D20 PLUMBING | D2090 OTHER PLUMBING SYSTEMS | D209005 COMPRESSED AIR SYSTEM (NON-BREATHING) | Compressed Air System | EA | CompressedAirSys_Type=Healthcare Vacuum Eq./Anesthesia Vacuum Station Medical w/ receiver Duplex 60 SCFM;
42192 | D20 PLUMBING | D2090 OTHER PLUMBING SYSTEMS | D209005 COMPRESSED AIR SYSTEM (NON-BREATHING) | Compressed Air System | EA | CompressedAirSys_Type=Other;
43192 | D20 PLUMBING | D2090 OTHER PLUMBING SYSTEMS | D209005 COMPRESSED AIR SYSTEM (NON-BREATHING) | Compressed Air System | EA | CompressedAirSys_Type=Unknown;
41193 | D20 PLUMBING | D2090 OTHER PLUMBING SYSTEMS | D209090 OTHER SPECIAL PLUMBING SYSTEMS | Special Plumbing System | EA | PlumbingSys_Type=General;
21500 | D20 PLUMBING | D2090 OTHER PLUMBING SYSTEMS | D209090 OTHER SPECIAL PLUMBING SYSTEMS | Special Plumbing System | EA | PlumbingSys_Type=Other;
43193 | D20 PLUMBING | D2090 OTHER PLUMBING SYSTEMS | D209090 OTHER SPECIAL PLUMBING SYSTEMS | Special Plumbing System | EA | PlumbingSys_Type=Unknown;
60036 | D20 PLUMBING | D2090 OTHER PLUMBING SYSTEMS | D209090 OTHER SPECIAL PLUMBING SYSTEMS | Storage Tank | EA | Tank_Type=Liquid Nitrogen; |  | Tank_GAL=<30;
41194 | D30 HVAC | D3010 ENERGY SUPPLY | D301001 OIL SUPPLY SYSTEM | Energy Supply System | MBH | EnergySupply_Type=Oil; | EnergySupply_SubType=General;
42194 | D30 HVAC | D3010 ENERGY SUPPLY | D301001 OIL SUPPLY SYSTEM | Energy Supply System | MBH | EnergySupply_Type=Oil; | EnergySupply_SubType=Other;
43194 | D30 HVAC | D3010 ENERGY SUPPLY | D301001 OIL SUPPLY SYSTEM | Energy Supply System | MBH | EnergySupply_Type=Oil; | EnergySupply_SubType=Unknown;
41195 | D30 HVAC | D3010 ENERGY SUPPLY | D301002 GAS SUPPLY SYSTEM | Energy Supply System | MBH | EnergySupply_Type=Gas; | EnergySupply_SubType=General;
42195 | D30 HVAC | D3010 ENERGY SUPPLY | D301002 GAS SUPPLY SYSTEM | Energy Supply System | MBH | EnergySupply_Type=Gas; | EnergySupply_SubType=Other;
43195 | D30 HVAC | D3010 ENERGY SUPPLY | D301002 GAS SUPPLY SYSTEM | Energy Supply System | MBH | EnergySupply_Type=Gas; | EnergySupply_SubType=Unknown;
40283 | D30 HVAC | D3010 ENERGY SUPPLY | D301002 GAS SUPPLY SYSTEM | Fuel Meter | EA
40042 | D30 HVAC | D3010 ENERGY SUPPLY | D301002 GAS SUPPLY SYSTEM | Fuel Storage Tank | EA
40043 | D30 HVAC | D3010 ENERGY SUPPLY | D301002 GAS SUPPLY SYSTEM | Fuel Storage Tank | EA |  |  | FuelTank_Gal=1000;
40044 | D30 HVAC | D3010 ENERGY SUPPLY | D301002 GAS SUPPLY SYSTEM | Fuel Storage Tank | EA |  |  | FuelTank_Gal=2500;
40045 | D30 HVAC | D3010 ENERGY SUPPLY | D301002 GAS SUPPLY SYSTEM | Fuel Storage Tank | EA |  |  | FuelTank_Gal=5000;
44237 | D30 HVAC | D3010 ENERGY SUPPLY | D301002 GAS SUPPLY SYSTEM | Gas Meter | EA | Meter_Type=Advanced
41196 | D30 HVAC | D3010 ENERGY SUPPLY | D301003 STEAM SUPPLY SYSTEM (FROM CENTRAL PLANT) | Energy Supply System | MBH | EnergySupply_Type=Steam; | EnergySupply_SubType=General;
42196 | D30 HVAC | D3010 ENERGY SUPPLY | D301003 STEAM SUPPLY SYSTEM (FROM CENTRAL PLANT) | Energy Supply System | MBH | EnergySupply_Type=Steam; | EnergySupply_SubType=Other;
43196 | D30 HVAC | D3010 ENERGY SUPPLY | D301003 STEAM SUPPLY SYSTEM (FROM CENTRAL PLANT) | Energy Supply System | MBH | EnergySupply_Type=Steam; | EnergySupply_SubType=Unknown;
44230 | D30 HVAC | D3010 ENERGY SUPPLY | D301003 STEAM SUPPLY SYSTEM (FROM CENTRAL PLANT) | Steam Meter | EA | Meter_Type=Advanced
44229 | D30 HVAC | D3010 ENERGY SUPPLY | D301003 STEAM SUPPLY SYSTEM (FROM CENTRAL PLANT) | Steam Meter | EA
41197 | D30 HVAC | D3010 ENERGY SUPPLY | D301004 HOT WATER SUPPLY SYSTEM (FROM CENTRAL PLANT) | Energy Supply System | MBH | EnergySupply_Type=Hot Water; | EnergySupply_SubType=General;
42197 | D30 HVAC | D3010 ENERGY SUPPLY | D301004 HOT WATER SUPPLY SYSTEM (FROM CENTRAL PLANT) | Energy Supply System | MBH | EnergySupply_Type=Hot Water; | EnergySupply_SubType=Other;
43197 | D30 HVAC | D3010 ENERGY SUPPLY | D301004 HOT WATER SUPPLY SYSTEM (FROM CENTRAL PLANT) | Energy Supply System | MBH | EnergySupply_Type=Hot Water; | EnergySupply_SubType=Unknown;
41198 | D30 HVAC | D3010 ENERGY SUPPLY | D301005 SOLAR ENERGY SYSTEMS | Energy Supply System | EA | EnergySupply_Type=Solar; | EnergySupply_SubType=General;
42198 | D30 HVAC | D3010 ENERGY SUPPLY | D301005 SOLAR ENERGY SYSTEMS | Energy Supply System | EA | EnergySupply_Type=Solar; | EnergySupply_SubType=Other;
43198 | D30 HVAC | D3010 ENERGY SUPPLY | D301005 SOLAR ENERGY SYSTEMS | Energy Supply System | EA | EnergySupply_Type=Solar; | EnergySupply_SubType=Unknown;
40041 | D30 HVAC | D3010 ENERGY SUPPLY | D301005 SOLAR ENERGY SYSTEMS | Solar Heating System | EA
44139 | D30 HVAC | D3010 ENERGY SUPPLY | D301005 SOLAR ENERGY SYSTEMS | Solar Panel | SF | SolarPanel_Type=Aluminum Monocrystalline Silicon;
44140 | D30 HVAC | D3010 ENERGY SUPPLY | D301005 SOLAR ENERGY SYSTEMS | Solar Panel | SF | SolarPanel_Type=Aluminum Polycrystalline Silicon;
44141 | D30 HVAC | D3010 ENERGY SUPPLY | D301005 SOLAR ENERGY SYSTEMS | Solar Panel | SF | SolarPanel_Type=Thin Film Amorphous;
44142 | D30 HVAC | D3010 ENERGY SUPPLY | D301005 SOLAR ENERGY SYSTEMS | Solar Panel | SF | SolarPanel_Type=Thin Film Cadmium Telluride;
44143 | D30 HVAC | D3010 ENERGY SUPPLY | D301005 SOLAR ENERGY SYSTEMS | Solar Panel | SF | SolarPanel_Type=Thin Film Monocrystalline;
44145 | D30 HVAC | D3010 ENERGY SUPPLY | D301005 SOLAR ENERGY SYSTEMS | Solar Panel Equipment | EA | SolarPanelEquipment_Type=Battery-Gel Acid;
44144 | D30 HVAC | D3010 ENERGY SUPPLY | D301005 SOLAR ENERGY SYSTEMS | Solar Panel Equipment | EA | SolarPanelEquipment_Type=Battery-Lead Acid;
44147 | D30 HVAC | D3010 ENERGY SUPPLY | D301005 SOLAR ENERGY SYSTEMS | Solar Panel Equipment | EA | SolarPanelEquipment_Type=Charge Controller;
44146 | D30 HVAC | D3010 ENERGY SUPPLY | D301005 SOLAR ENERGY SYSTEMS | Solar Panel Equipment | EA | SolarPanelEquipment_Type=PV Module;
44148 | D30 HVAC | D3010 ENERGY SUPPLY | D301005 SOLAR ENERGY SYSTEMS | Solar Panel Equipment | EA | SolarPanelEquipment_Type=Solar Inverter;
44138 | D30 HVAC | D3010 ENERGY SUPPLY | D301005 SOLAR ENERGY SYSTEMS | Solar Panel System | WATT
41199 | D30 HVAC | D3010 ENERGY SUPPLY | D301006 WIND ENERGY SUPPLY SYSTEM | Energy Supply System | EA | EnergySupply_Type=Wind; | EnergySupply_SubType=General;
42199 | D30 HVAC | D3010 ENERGY SUPPLY | D301006 WIND ENERGY SUPPLY SYSTEM | Energy Supply System | EA | EnergySupply_Type=Wind; | EnergySupply_SubType=Other;
43199 | D30 HVAC | D3010 ENERGY SUPPLY | D301006 WIND ENERGY SUPPLY SYSTEM | Energy Supply System | EA | EnergySupply_Type=Wind; | EnergySupply_SubType=Unknown;
41200 | D30 HVAC | D3010 ENERGY SUPPLY | D301007 COAL SUPPLY SYSTEM | Energy Supply System | MBH | EnergySupply_Type=Coal; | EnergySupply_SubType=General;
42200 | D30 HVAC | D3010 ENERGY SUPPLY | D301007 COAL SUPPLY SYSTEM | Energy Supply System | MBH | EnergySupply_Type=Coal; | EnergySupply_SubType=Other;
43200 | D30 HVAC | D3010 ENERGY SUPPLY | D301007 COAL SUPPLY SYSTEM | Energy Supply System | MBH | EnergySupply_Type=Cola; | EnergySupply_SubType=Unknown;
41201 | D30 HVAC | D3010 ENERGY SUPPLY | D301090 OTHER ENERGY SUPPLY | Energy Supply System | EA | EnergySupply_Type=General;
21501 | D30 HVAC | D3010 ENERGY SUPPLY | D301090 OTHER ENERGY SUPPLY | Energy Supply System | EA | EnergySupply_Type=Other;
43201 | D30 HVAC | D3010 ENERGY SUPPLY | D301090 OTHER ENERGY SUPPLY | Energy Supply System | EA | EnergySupply_Type=Unknown;
40284 | D30 HVAC | D3010 ENERGY SUPPLY | D301090 OTHER ENERGY SUPPLY | Ice Bank | EA
44232 | D30 HVAC | D3010 ENERGY SUPPLY | D301090 OTHER ENERGY SUPPLY | Meter | EA | Meter_Type=Advanced
44231 | D30 HVAC | D3010 ENERGY SUPPLY | D301090 OTHER ENERGY SUPPLY | Meter | EA
40046 | D30 HVAC | D3010 ENERGY SUPPLY | D301090 OTHER ENERGY SUPPLY | Thermal Storage Tank | EA
20359 | D30 HVAC | D3020 HEAT GENERATING SYSTEMS | D302001 BOILERS | Boiler | EA | Boiler_Fuel=Electric; | Boiler_Type=Hot Water; | Boiler_MBH=1579; | Boiler_KW=463;
20360 | D30 HVAC | D3020 HEAT GENERATING SYSTEMS | D302001 BOILERS | Boiler | EA | Boiler_Fuel=Electric; | Boiler_Type=Hot Water; | Boiler_MBH=2283; | Boiler_KW=669;
20361 | D30 HVAC | D3020 HEAT GENERATING SYSTEMS | D302001 BOILERS | Boiler | EA | Boiler_Fuel=Electric; | Boiler_Type=Hot Water; | Boiler_MBH=4071; | Boiler_KW=2730;
20362 | D30 HVAC | D3020 HEAT GENERATING SYSTEMS | D302001 BOILERS | Boiler | EA | Boiler_Fuel=Electric; | Boiler_Type=Hot Water; | Boiler_MBH=3320; | Boiler_KW=2033;
20363 | D30 HVAC | D3020 HEAT GENERATING SYSTEMS | D302001 BOILERS | Boiler | EA | Boiler_Fuel=Electric; | Boiler_Type=Hot Water; | Boiler_MBH=1525; | Boiler_KW=947;
20364 | D30 HVAC | D3020 HEAT GENERATING SYSTEMS | D302001 BOILERS | Boiler | EA | Boiler_Fuel=Electric; | Boiler_Type=Hot Water; | Boiler_MBH=10594; | Boiler_KW=3105;
20365 | D30 HVAC | D3020 HEAT GENERATING SYSTEMS | D302001 BOILERS | Boiler | EA | Boiler_Fuel=Electric; | Boiler_Type=Hot Water; | Boiler_MBH=738; | Boiler_KW=217;
20366 | D30 HVAC | D3020 HEAT GENERATING SYSTEMS | D302001 BOILERS | Boiler | EA | Boiler_Fuel=Electric; | Boiler_Type=Hot Water; | Boiler_MBH=537; | Boiler_KW=158;
20367 | D30 HVAC | D3020 HEAT GENERATING SYSTEMS | D302001 BOILERS | Boiler | EA | Boiler_Fuel=Electric; | Boiler_Type=Hot Water; | Boiler_MBH=384; | Boiler_KW=113;
20368 | D30 HVAC | D3020 HEAT GENERATING SYSTEMS | D302001 BOILERS | Boiler | EA | Boiler_Fuel=Electric; | Boiler_Type=Hot Water; | Boiler_MBH=231; | Boiler_KW=68;
20369 | D30 HVAC | D3020 HEAT GENERATING SYSTEMS | D302001 BOILERS | Boiler | EA | Boiler_Fuel=Electric; | Boiler_Type=Hot Water; | Boiler_MBH=116; | Boiler_KW=34;
20370 | D30 HVAC | D3020 HEAT GENERATING SYSTEMS | D302001 BOILERS | Boiler | EA | Boiler_Fuel=Electric; | Boiler_Type=Hot Water;
20371 | D30 HVAC | D3020 HEAT GENERATING SYSTEMS | D302001 BOILERS | Boiler | EA | Boiler_Fuel=Electric; | Boiler_Type=Hot Water; | Boiler_MBH=1063; | Boiler_KW=312;
20372 | D30 HVAC | D3020 HEAT GENERATING SYSTEMS | D302001 BOILERS | Boiler | EA | Boiler_Fuel=Electric; | Boiler_Type=Hot Water; | Boiler_MBH=2186; | Boiler_KW=1410;
20439 | D30 HVAC | D3020 HEAT GENERATING SYSTEMS | D302001 BOILERS | Boiler | EA | Boiler_Fuel=Electric; | Boiler_Type=Steam; | Boiler_MBH=742; | Boiler_KW=218;
20440 | D30 HVAC | D3020 HEAT GENERATING SYSTEMS | D302001 BOILERS | Boiler | EA | Boiler_Fuel=Electric; | Boiler_Type=Steam; | Boiler_MBH=7524; | Boiler_KW=2205;
20441 | D30 HVAC | D3020 HEAT GENERATING SYSTEMS | D302001 BOILERS | Boiler | EA | Boiler_Fuel=Electric; | Boiler_Type=Steam; | Boiler_MBH=6910; | Boiler_KW=2025;
20442 | D30 HVAC | D3020 HEAT GENERATING SYSTEMS | D302001 BOILERS | Boiler | EA | Boiler_Fuel=Electric; | Boiler_Type=Steam; | Boiler_MBH=5605; | Boiler_KW=1643;
20443 | D30 HVAC | D3020 HEAT GENERATING SYSTEMS | D302001 BOILERS | Boiler | EA | Boiler_Fuel=Electric; | Boiler_Type=Steam; | Boiler_MBH=4454; | Boiler_KW=1305;
20444 | D30 HVAC | D3020 HEAT GENERATING SYSTEMS | D302001 BOILERS | Boiler | EA | Boiler_Fuel=Electric; | Boiler_Type=Steam; | Boiler_MBH=3532; | Boiler_KW=1035;
20445 | D30 HVAC | D3020 HEAT GENERATING SYSTEMS | D302001 BOILERS | Boiler | EA | Boiler_Fuel=Electric; | Boiler_Type=Steam; | Boiler_MBH=2585; | Boiler_KW=758;
20446 | D30 HVAC | D3020 HEAT GENERATING SYSTEMS | D302001 BOILERS | Boiler | EA | Boiler_Fuel=Electric; | Boiler_Type=Steam; | Boiler_MBH=1126; | Boiler_KW=330;
20447 | D30 HVAC | D3020 HEAT GENERATING SYSTEMS | D302001 BOILERS | Boiler | EA | Boiler_Fuel=Electric; | Boiler_Type=Steam; | Boiler_MBH=538; | Boiler_KW=158;
20448 | D30 HVAC | D3020 HEAT GENERATING SYSTEMS | D302001 BOILERS | Boiler | EA | Boiler_Fuel=Electric; | Boiler_Type=Steam; | Boiler_MBH=384; | Boiler_KW=113;
20449 | D30 HVAC | D3020 HEAT GENERATING SYSTEMS | D302001 BOILERS | Boiler | EA | Boiler_Fuel=Electric; | Boiler_Type=Steam; | Boiler_MBH=236; | Boiler_KW=69;
20450 | D30 HVAC | D3020 HEAT GENERATING SYSTEMS | D302001 BOILERS | Boiler | EA | Boiler_Fuel=Electric; | Boiler_Type=Steam; | Boiler_MBH=128; | Boiler_KW=37;
20451 | D30 HVAC | D3020 HEAT GENERATING SYSTEMS | D302001 BOILERS | Boiler | EA | Boiler_Fuel=Electric; | Boiler_Type=Steam;
20452 | D30 HVAC | D3020 HEAT GENERATING SYSTEMS | D302001 BOILERS | Boiler | EA | Boiler_Fuel=Electric; | Boiler_Type=Steam; | Boiler_MBH=1740; | Boiler_KW=510;
21505 | D30 HVAC | D3020 HEAT GENERATING SYSTEMS | D302001 BOILERS | Boiler | EA | Boiler_Fuel=Electric; | Boiler_Type=Hot Water;
21513 | D30 HVAC | D3020 HEAT GENERATING SYSTEMS | D302001 BOILERS | Boiler | EA | Boiler_Fuel=Electric; | Boiler_Type=Steam;
20390 | D30 HVAC | D3020 HEAT GENERATING SYSTEMS | D302001 BOILERS | Boiler | EA | Boiler_Fuel=Gas/Oil; | Boiler_Type=Steam; | Boiler_MBH=3875;
20391 | D30 HVAC | D3020 HEAT GENERATING SYSTEMS | D302001 BOILERS | Boiler | EA | Boiler_Fuel=Gas/Oil; | Boiler_Type=Steam; | Boiler_MBH=3250;
20392 | D30 HVAC | D3020 HEAT GENERATING SYSTEMS | D302001 BOILERS | Boiler | EA | Boiler_Fuel=Gas/Oil; | Boiler_Type=Steam; | Boiler_MBH=6500;
20393 | D30 HVAC | D3020 HEAT GENERATING SYSTEMS | D302001 BOILERS | Boiler | EA | Boiler_Fuel=Gas/Oil; | Boiler_Type=Steam; | Boiler_MBH=6125;
20394 | D30 HVAC | D3020 HEAT GENERATING SYSTEMS | D302001 BOILERS | Boiler | EA | Boiler_Fuel=Gas/Oil; | Boiler_Type=Steam; | Boiler_MBH=5375;
20395 | D30 HVAC | D3020 HEAT GENERATING SYSTEMS | D302001 BOILERS | Boiler | EA | Boiler_Fuel=Gas/Oil; | Boiler_Type=Steam;
20396 | D30 HVAC | D3020 HEAT GENERATING SYSTEMS | D302001 BOILERS | Boiler | EA | Boiler_Fuel=Gas/Oil; | Boiler_Type=Steam; | Boiler_MBH=2625;
20397 | D30 HVAC | D3020 HEAT GENERATING SYSTEMS | D302001 BOILERS | Boiler | EA | Boiler_Fuel=Gas/Oil; | Boiler_Type=Steam; | Boiler_MBH=1875;
20398 | D30 HVAC | D3020 HEAT GENERATING SYSTEMS | D302001 BOILERS | Boiler | EA | Boiler_Fuel=Gas/Oil; | Boiler_Type=Steam; | Boiler_MBH=1250;
20399 | D30 HVAC | D3020 HEAT GENERATING SYSTEMS | D302001 BOILERS | Boiler | EA | Boiler_Fuel=Gas/Oil; | Boiler_Type=Steam; | Boiler_MBH=4625;
20400 | D30 HVAC | D3020 HEAT GENERATING SYSTEMS | D302001 BOILERS | Boiler | EA | Boiler_Fuel=Gas/Oil; | Boiler_Type=Hot Water; | Boiler_MBH=3875;
20401 | D30 HVAC | D3020 HEAT GENERATING SYSTEMS | D302001 BOILERS | Boiler | EA | Boiler_Fuel=Gas/Oil; | Boiler_Type=Hot Water; | Boiler_MBH=12500;
20402 | D30 HVAC | D3020 HEAT GENERATING SYSTEMS | D302001 BOILERS | Boiler | EA | Boiler_Fuel=Gas/Oil; | Boiler_Type=Hot Water; | Boiler_MBH=11250;
20403 | D30 HVAC | D3020 HEAT GENERATING SYSTEMS | D302001 BOILERS | Boiler | EA | Boiler_Fuel=Gas/Oil; | Boiler_Type=Hot Water; | Boiler_MBH=8750;
20404 | D30 HVAC | D3020 HEAT GENERATING SYSTEMS | D302001 BOILERS | Boiler | EA | Boiler_Fuel=Gas/Oil; | Boiler_Type=Hot Water; | Boiler_MBH=6625;
20405 | D30 HVAC | D3020 HEAT GENERATING SYSTEMS | D302001 BOILERS | Boiler | EA | Boiler_Fuel=Gas/Oil; | Boiler_Type=Hot Water; | Boiler_MBH=5375;
20406 | D30 HVAC | D3020 HEAT GENERATING SYSTEMS | D302001 BOILERS | Boiler | EA | Boiler_Fuel=Gas/Oil; | Boiler_Type=Hot Water; | Boiler_MBH=4625;
20407 | D30 HVAC | D3020 HEAT GENERATING SYSTEMS | D302001 BOILERS | Boiler | EA | Boiler_Fuel=Gas/Oil; | Boiler_Type=Hot Water; | Boiler_MBH=3125;
20408 | D30 HVAC | D3020 HEAT GENERATING SYSTEMS | D302001 BOILERS | Boiler | EA | Boiler_Fuel=Gas/Oil; | Boiler_Type=Hot Water; | Boiler_MBH=2500;
20409 | D30 HVAC | D3020 HEAT GENERATING SYSTEMS | D302001 BOILERS | Boiler | EA | Boiler_Fuel=Gas/Oil; | Boiler_Type=Hot Water; | Boiler_MBH=2000;
20410 | D30 HVAC | D3020 HEAT GENERATING SYSTEMS | D302001 BOILERS | Boiler | EA | Boiler_Fuel=Gas/Oil; | Boiler_Type=Hot Water; | Boiler_MBH=1500;
20411 | D30 HVAC | D3020 HEAT GENERATING SYSTEMS | D302001 BOILERS | Boiler | EA | Boiler_Fuel=Gas/Oil; | Boiler_Type=Hot Water; | Boiler_MBH=1125;
20412 | D30 HVAC | D3020 HEAT GENERATING SYSTEMS | D302001 BOILERS | Boiler | EA | Boiler_Fuel=Gas/Oil; | Boiler_Type=Hot Water;
20413 | D30 HVAC | D3020 HEAT GENERATING SYSTEMS | D302001 BOILERS | Boiler | EA | Boiler_Fuel=Gas/Oil; | Boiler_Type=Hot Water; | Boiler_MBH=875;
21509 | D30 HVAC | D3020 HEAT GENERATING SYSTEMS | D302001 BOILERS | Boiler | EA | Boiler_Fuel=Gas/Oil; | Boiler_Type=Steam;
21510 | D30 HVAC | D3020 HEAT GENERATING SYSTEMS | D302001 BOILERS | Boiler | EA | Boiler_Fuel=Gas/Oil; | Boiler_Type=Hot Water;
40068 | D30 HVAC | D3020 HEAT GENERATING SYSTEMS | D302001 BOILERS | Boiler | EA | Boiler_Fuel=Gas/Oil; | Boiler_Type=Fire Tube;
40069 | D30 HVAC | D3020 HEAT GENERATING SYSTEMS | D302001 BOILERS | Boiler | EA | Boiler_Fuel=Gas/Oil; | Boiler_Type=Fire Tube;
40070 | D30 HVAC | D3020 HEAT GENERATING SYSTEMS | D302001 BOILERS | Boiler | EA | Boiler_Fuel=Gas/Oil; | Boiler_Type=Fire Tube; | Boiler_MBH=6250;
40071 | D30 HVAC | D3020 HEAT GENERATING SYSTEMS | D302001 BOILERS | Boiler | EA | Boiler_Fuel=Gas/Oil; | Boiler_Type=Fire Tube; | Boiler_MBH=10000;
40072 | D30 HVAC | D3020 HEAT GENERATING SYSTEMS | D302001 BOILERS | Boiler | EA | Boiler_Fuel=Gas/Oil; | Boiler_Type=Fire Tube; | Boiler_MBH=16250;
40073 | D30 HVAC | D3020 HEAT GENERATING SYSTEMS | D302001 BOILERS | Boiler | EA | Boiler_Fuel=Gas/Oil; | Boiler_Type=Fire Tube; | Boiler_MBH=20000;
20414 | D30 HVAC | D3020 HEAT GENERATING SYSTEMS | D302001 BOILERS | Boiler | EA | Boiler_Fuel=Gas; | Boiler_Type=Steam; | Boiler_MBH=825;
20415 | D30 HVAC | D3020 HEAT GENERATING SYSTEMS | D302001 BOILERS | Boiler | EA | Boiler_Fuel=Gas; | Boiler_Type=Steam; | Boiler_MBH=5750;
20416 | D30 HVAC | D3020 HEAT GENERATING SYSTEMS | D302001 BOILERS | Boiler | EA | Boiler_Fuel=Gas; | Boiler_Type=Steam; | Boiler_MBH=4500;
20417 | D30 HVAC | D3020 HEAT GENERATING SYSTEMS | D302001 BOILERS | Boiler | EA | Boiler_Fuel=Gas; | Boiler_Type=Steam; | Boiler_MBH=3500;
20418 | D30 HVAC | D3020 HEAT GENERATING SYSTEMS | D302001 BOILERS | Boiler | EA | Boiler_Fuel=Gas; | Boiler_Type=Steam; | Boiler_MBH=1500;
20419 | D30 HVAC | D3020 HEAT GENERATING SYSTEMS | D302001 BOILERS | Boiler | EA | Boiler_Fuel=Gas; | Boiler_Type=Steam; | Boiler_MBH=6500;
20420 | D30 HVAC | D3020 HEAT GENERATING SYSTEMS | D302001 BOILERS | Boiler | EA | Boiler_Fuel=Gas; | Boiler_Type=Steam; | Boiler_MBH=525;
20421 | D30 HVAC | D3020 HEAT GENERATING SYSTEMS | D302001 BOILERS | Boiler | EA | Boiler_Fuel=Gas; | Boiler_Type=Steam; | Boiler_MBH=325;
20422 | D30 HVAC | D3020 HEAT GENERATING SYSTEMS | D302001 BOILERS | Boiler | EA | Boiler_Fuel=Gas; | Boiler_Type=Steam; | Boiler_MBH=200;
20423 | D30 HVAC | D3020 HEAT GENERATING SYSTEMS | D302001 BOILERS | Boiler | EA | Boiler_Fuel=Gas; | Boiler_Type=Steam;
20424 | D30 HVAC | D3020 HEAT GENERATING SYSTEMS | D302001 BOILERS | Boiler | EA | Boiler_Fuel=Gas; | Boiler_Type=Steam; | Boiler_MBH=2500;
20425 | D30 HVAC | D3020 HEAT GENERATING SYSTEMS | D302001 BOILERS | Boiler | EA | Boiler_Fuel=Gas; | Boiler_Type=Hot Water; | Boiler_MBH=2150;
20426 | D30 HVAC | D3020 HEAT GENERATING SYSTEMS | D302001 BOILERS | Boiler | EA | Boiler_Fuel=Gas; | Boiler_Type=Hot Water; | Boiler_MBH=6500;
20427 | D30 HVAC | D3020 HEAT GENERATING SYSTEMS | D302001 BOILERS | Boiler | EA | Boiler_Fuel=Gas; | Boiler_Type=Hot Water; | Boiler_MBH=6000;
20428 | D30 HVAC | D3020 HEAT GENERATING SYSTEMS | D302001 BOILERS | Boiler | EA | Boiler_Fuel=Gas; | Boiler_Type=Hot Water; | Boiler_MBH=5000;
20429 | D30 HVAC | D3020 HEAT GENERATING SYSTEMS | D302001 BOILERS | Boiler | EA | Boiler_Fuel=Gas; | Boiler_Type=Hot Water; | Boiler_MBH=200;
20430 | D30 HVAC | D3020 HEAT GENERATING SYSTEMS | D302001 BOILERS | Boiler | EA | Boiler_Fuel=Gas; | Boiler_Type=Hot Water; | Boiler_MBH=4000;
20431 | D30 HVAC | D3020 HEAT GENERATING SYSTEMS | D302001 BOILERS | Boiler | EA | Boiler_Fuel=Gas; | Boiler_Type=Hot Water; | Boiler_MBH=3000;
20432 | D30 HVAC | D3020 HEAT GENERATING SYSTEMS | D302001 BOILERS | Boiler | EA | Boiler_Fuel=Gas; | Boiler_Type=Hot Water; | Boiler_MBH=1050;
20433 | D30 HVAC | D3020 HEAT GENERATING SYSTEMS | D302001 BOILERS | Boiler | EA | Boiler_Fuel=Gas; | Boiler_Type=Hot Water; | Boiler_MBH=775;
20434 | D30 HVAC | D3020 HEAT GENERATING SYSTEMS | D302001 BOILERS | Boiler | EA | Boiler_Fuel=Gas; | Boiler_Type=Hot Water; | Boiler_MBH=575;
20435 | D30 HVAC | D3020 HEAT GENERATING SYSTEMS | D302001 BOILERS | Boiler | EA | Boiler_Fuel=Gas; | Boiler_Type=Hot Water; | Boiler_MBH=325;
20436 | D30 HVAC | D3020 HEAT GENERATING SYSTEMS | D302001 BOILERS | Boiler | EA | Boiler_Fuel=Gas; | Boiler_Type=Hot Water; | Boiler_MBH=450;
20437 | D30 HVAC | D3020 HEAT GENERATING SYSTEMS | D302001 BOILERS | Boiler | EA | Boiler_Fuel=Gas; | Boiler_Type=Hot Water;
20438 | D30 HVAC | D3020 HEAT GENERATING SYSTEMS | D302001 BOILERS | Boiler | EA | Boiler_Fuel=Gas; | Boiler_Type=Hot Water; | Boiler_MBH=1500;
21511 | D30 HVAC | D3020 HEAT GENERATING SYSTEMS | D302001 BOILERS | Boiler | EA | Boiler_Fuel=Gas; | Boiler_Type=Steam;
21512 | D30 HVAC | D3020 HEAT GENERATING SYSTEMS | D302001 BOILERS | Boiler | EA | Boiler_Fuel=Gas; | Boiler_Type=Hot Water;
40047 | D30 HVAC | D3020 HEAT GENERATING SYSTEMS | D302001 BOILERS | Boiler | EA | Boiler_Fuel=Gas; | Boiler_Type=Pulse;
40048 | D30 HVAC | D3020 HEAT GENERATING SYSTEMS | D302001 BOILERS | Boiler | EA | Boiler_Fuel=Gas; | Boiler_Type=Pulse;
40049 | D30 HVAC | D3020 HEAT GENERATING SYSTEMS | D302001 BOILERS | Boiler | EA | Boiler_Fuel=Gas; | Boiler_Type=Pulse; | Boiler_MBH=100;
40050 | D30 HVAC | D3020 HEAT GENERATING SYSTEMS | D302001 BOILERS | Boiler | EA | Boiler_Fuel=Gas; | Boiler_Type=Water Tube;
40051 | D30 HVAC | D3020 HEAT GENERATING SYSTEMS | D302001 BOILERS | Boiler | EA | Boiler_Fuel=Gas; | Boiler_Type=Water Tube;
40052 | D30 HVAC | D3020 HEAT GENERATING SYSTEMS | D302001 BOILERS | Boiler | EA | Boiler_Fuel=Gas; | Boiler_Type=Water Tube; | Boiler_MBH=1750;
40053 | D30 HVAC | D3020 HEAT GENERATING SYSTEMS | D302001 BOILERS | Boiler | EA | Boiler_Fuel=Gas; | Boiler_Type=Water Tube; | Boiler_MBH=2350;
40054 | D30 HVAC | D3020 HEAT GENERATING SYSTEMS | D302001 BOILERS | Boiler | EA | Boiler_Fuel=Gas; | Boiler_Type=Water Tube; | Boiler_MBH=3350;
40055 | D30 HVAC | D3020 HEAT GENERATING SYSTEMS | D302001 BOILERS | Boiler | EA | Boiler_Fuel=Gas; | Boiler_Type=Water Tube; | Boiler_MBH=4000;
41202 | D30 HVAC | D3020 HEAT GENERATING SYSTEMS | D302001 BOILERS | Boiler | MBH | Boiler_Fuel=General;
20376 | D30 HVAC | D3020 HEAT GENERATING SYSTEMS | D302001 BOILERS | Boiler | EA | Boiler_Fuel=Oil; | Boiler_Type=Steam;
20377 | D30 HVAC | D3020 HEAT GENERATING SYSTEMS | D302001 BOILERS | Boiler | EA | Boiler_Fuel=Oil; | Boiler_Type=Steam; | Boiler_MBH=2500;
20378 | D30 HVAC | D3020 HEAT GENERATING SYSTEMS | D302001 BOILERS | Boiler | EA | Boiler_Fuel=Oil; | Boiler_Type=Steam; | Boiler_MBH=1650;
20379 | D30 HVAC | D3020 HEAT GENERATING SYSTEMS | D302001 BOILERS | Boiler | EA | Boiler_Fuel=Oil; | Boiler_Type=Steam; | Boiler_MBH=1000;
20380 | D30 HVAC | D3020 HEAT GENERATING SYSTEMS | D302001 BOILERS | Boiler | EA | Boiler_Fuel=Oil; | Boiler_Type=Steam; | Boiler_MBH=175;
20381 | D30 HVAC | D3020 HEAT GENERATING SYSTEMS | D302001 BOILERS | Boiler | EA | Boiler_Fuel=Oil; | Boiler_Type=Steam; | Boiler_MBH=3000;
20382 | D30 HVAC | D3020 HEAT GENERATING SYSTEMS | D302001 BOILERS | Boiler | EA | Boiler_Fuel=Oil; | Boiler_Type=Steam; | Boiler_MBH=450;
20383 | D30 HVAC | D3020 HEAT GENERATING SYSTEMS | D302001 BOILERS | Boiler | EA | Boiler_Fuel=Oil; | Boiler_Type=Hot Water;
20384 | D30 HVAC | D3020 HEAT GENERATING SYSTEMS | D302001 BOILERS | Boiler | EA | Boiler_Fuel=Oil; | Boiler_Type=Hot Water; | Boiler_MBH=175;
20385 | D30 HVAC | D3020 HEAT GENERATING SYSTEMS | D302001 BOILERS | Boiler | EA | Boiler_Fuel=Oil; | Boiler_Type=Hot Water; | Boiler_MBH=450;
20386 | D30 HVAC | D3020 HEAT GENERATING SYSTEMS | D302001 BOILERS | Boiler | EA | Boiler_Fuel=Oil; | Boiler_Type=Hot Water; | Boiler_MBH=1000;
20387 | D30 HVAC | D3020 HEAT GENERATING SYSTEMS | D302001 BOILERS | Boiler | EA | Boiler_Fuel=Oil; | Boiler_Type=Hot Water; | Boiler_MBH=1650;
20388 | D30 HVAC | D3020 HEAT GENERATING SYSTEMS | D302001 BOILERS | Boiler | EA | Boiler_Fuel=Oil; | Boiler_Type=Hot Water; | Boiler_MBH=2500;
20389 | D30 HVAC | D3020 HEAT GENERATING SYSTEMS | D302001 BOILERS | Boiler | EA | Boiler_Fuel=Oil; | Boiler_Type=Hot Water; | Boiler_MBH=3000;
21507 | D30 HVAC | D3020 HEAT GENERATING SYSTEMS | D302001 BOILERS | Boiler | EA | Boiler_Fuel=Oil; | Boiler_Type=Steam;
21508 | D30 HVAC | D3020 HEAT GENERATING SYSTEMS | D302001 BOILERS | Boiler | EA | Boiler_Fuel=Oil; | Boiler_Type=Hot Water;
40056 | D30 HVAC | D3020 HEAT GENERATING SYSTEMS | D302001 BOILERS | Boiler | EA | Boiler_Fuel=Oil; | Boiler_Type=Water Tube;
40057 | D30 HVAC | D3020 HEAT GENERATING SYSTEMS | D302001 BOILERS | Boiler | EA | Boiler_Fuel=Oil; | Boiler_Type=Water Tube;
40058 | D30 HVAC | D3020 HEAT GENERATING SYSTEMS | D302001 BOILERS | Boiler | EA | Boiler_Fuel=Oil; | Boiler_Type=Water Tube; | Boiler_MBH=1750;
40059 | D30 HVAC | D3020 HEAT GENERATING SYSTEMS | D302001 BOILERS | Boiler | EA | Boiler_Fuel=Oil; | Boiler_Type=Water Tube; | Boiler_MBH=2350;
40060 | D30 HVAC | D3020 HEAT GENERATING SYSTEMS | D302001 BOILERS | Boiler | EA | Boiler_Fuel=Oil; | Boiler_Type=Water Tube; | Boiler_MBH=3350;
40061 | D30 HVAC | D3020 HEAT GENERATING SYSTEMS | D302001 BOILERS | Boiler | EA | Boiler_Fuel=Oil; | Boiler_Type=Water Tube; | Boiler_MBH=4000;
40062 | D30 HVAC | D3020 HEAT GENERATING SYSTEMS | D302001 BOILERS | Boiler | EA | Boiler_Fuel=Oil; | Boiler_Type=Fire Tube;
40063 | D30 HVAC | D3020 HEAT GENERATING SYSTEMS | D302001 BOILERS | Boiler | EA | Boiler_Fuel=Oil; | Boiler_Type=Fire Tube;
40064 | D30 HVAC | D3020 HEAT GENERATING SYSTEMS | D302001 BOILERS | Boiler | EA | Boiler_Fuel=Oil; | Boiler_Type=Fire Tube; | Boiler_MBH=6250;
40065 | D30 HVAC | D3020 HEAT GENERATING SYSTEMS | D302001 BOILERS | Boiler | EA | Boiler_Fuel=Oil; | Boiler_Type=Fire Tube; | Boiler_MBH=10000;
40066 | D30 HVAC | D3020 HEAT GENERATING SYSTEMS | D302001 BOILERS | Boiler | EA | Boiler_Fuel=Oil; | Boiler_Type=Fire Tube; | Boiler_MBH=16250;
40067 | D30 HVAC | D3020 HEAT GENERATING SYSTEMS | D302001 BOILERS | Boiler | EA | Boiler_Fuel=Oil; | Boiler_Type=Fire Tube; | Boiler_MBH=20000;
42202 | D30 HVAC | D3020 HEAT GENERATING SYSTEMS | D302001 BOILERS | Boiler | MBH | Boiler_Fuel=Other;
20306 | D30 HVAC | D3020 HEAT GENERATING SYSTEMS | D302001 BOILERS | Boiler | EA | Boiler_Fuel=Solid Fuel; | Boiler_Type=Stoker Fired; | Boiler_MBH=2350;
20307 | D30 HVAC | D3020 HEAT GENERATING SYSTEMS | D302001 BOILERS | Boiler | EA | Boiler_Fuel=Solid Fuel; | Boiler_Type=Stoker Fired; | Boiler_MBH=400;
20308 | D30 HVAC | D3020 HEAT GENERATING SYSTEMS | D302001 BOILERS | Boiler | EA | Boiler_Fuel=Solid Fuel; | Boiler_Type=Stoker Fired; | Boiler_MBH=500;
20309 | D30 HVAC | D3020 HEAT GENERATING SYSTEMS | D302001 BOILERS | Boiler | EA | Boiler_Fuel=Solid Fuel; | Boiler_Type=Stoker Fired; | Boiler_MBH=775;
20310 | D30 HVAC | D3020 HEAT GENERATING SYSTEMS | D302001 BOILERS | Boiler | EA | Boiler_Fuel=Solid Fuel; | Boiler_Type=Stoker Fired; | Boiler_MBH=1175;
20311 | D30 HVAC | D3020 HEAT GENERATING SYSTEMS | D302001 BOILERS | Boiler | EA | Boiler_Fuel=Solid Fuel; | Boiler_Type=Stoker Fired; | Boiler_MBH=1475;
20312 | D30 HVAC | D3020 HEAT GENERATING SYSTEMS | D302001 BOILERS | Boiler | EA | Boiler_Fuel=Solid Fuel; | Boiler_Type=Stoker Fired; | Boiler_MBH=1850;
20313 | D30 HVAC | D3020 HEAT GENERATING SYSTEMS | D302001 BOILERS | Boiler | EA | Boiler_Fuel=Solid Fuel; | Boiler_Type=Stoker Fired; | Boiler_MBH=313;
20314 | D30 HVAC | D3020 HEAT GENERATING SYSTEMS | D302001 BOILERS | Boiler | EA | Boiler_Fuel=Solid Fuel; | Boiler_Type=Stoker Fired; | Boiler_MBH=2650;
20315 | D30 HVAC | D3020 HEAT GENERATING SYSTEMS | D302001 BOILERS | Boiler | EA | Boiler_Fuel=Solid Fuel; | Boiler_Type=Stoker Fired; | Boiler_MBH=2950;
20316 | D30 HVAC | D3020 HEAT GENERATING SYSTEMS | D302001 BOILERS | Boiler | EA | Boiler_Fuel=Solid Fuel; | Boiler_Type=Stoker Fired; | Boiler_MBH=3250;
20317 | D30 HVAC | D3020 HEAT GENERATING SYSTEMS | D302001 BOILERS | Boiler | EA | Boiler_Fuel=Solid Fuel; | Boiler_Type=Stoker Fired; | Boiler_MBH=3550;
20318 | D30 HVAC | D3020 HEAT GENERATING SYSTEMS | D302001 BOILERS | Boiler | EA | Boiler_Fuel=Solid Fuel; | Boiler_Type=Stoker Fired; | Boiler_MBH=3800;
20319 | D30 HVAC | D3020 HEAT GENERATING SYSTEMS | D302001 BOILERS | Boiler | EA | Boiler_Fuel=Solid Fuel; | Boiler_Type=Stoker Fired; | Boiler_MBH=4000;
20320 | D30 HVAC | D3020 HEAT GENERATING SYSTEMS | D302001 BOILERS | Boiler | EA | Boiler_Fuel=Solid Fuel; | Boiler_Type=Stoker Fired; | Boiler_MBH=4200;
20321 | D30 HVAC | D3020 HEAT GENERATING SYSTEMS | D302001 BOILERS | Boiler | EA | Boiler_Fuel=Solid Fuel; | Boiler_Type=Stoker Fired; | Boiler_MBH=4500;
20322 | D30 HVAC | D3020 HEAT GENERATING SYSTEMS | D302001 BOILERS | Boiler | EA | Boiler_Fuel=Solid Fuel; | Boiler_Type=Stoker Fired; | Boiler_MBH=1700;
20323 | D30 HVAC | D3020 HEAT GENERATING SYSTEMS | D302001 BOILERS | Boiler | EA | Boiler_Fuel=Solid Fuel; | Boiler_Type=Stoker Fired; | Boiler_MBH=250;
20324 | D30 HVAC | D3020 HEAT GENERATING SYSTEMS | D302001 BOILERS | Boiler | EA | Boiler_Fuel=Solid Fuel; | Boiler_Type=Stoker Fired; | Boiler_MBH=4400;
20325 | D30 HVAC | D3020 HEAT GENERATING SYSTEMS | D302001 BOILERS | Boiler | EA | Boiler_Fuel=Solid Fuel; | Boiler_Type=Natural Draft; | Boiler_MBH=2200;
20326 | D30 HVAC | D3020 HEAT GENERATING SYSTEMS | D302001 BOILERS | Boiler | EA | Boiler_Fuel=Solid Fuel; | Boiler_Type=Stoker Fired; | Boiler_MBH=200;
20327 | D30 HVAC | D3020 HEAT GENERATING SYSTEMS | D302001 BOILERS | Boiler | EA | Boiler_Fuel=Solid Fuel; | Boiler_Type=Stoker Fired; | Boiler_MBH=2050;
20328 | D30 HVAC | D3020 HEAT GENERATING SYSTEMS | D302001 BOILERS | Boiler | EA | Boiler_Fuel=Solid Fuel; | Boiler_Type=Natural Draft;
20329 | D30 HVAC | D3020 HEAT GENERATING SYSTEMS | D302001 BOILERS | Boiler | EA | Boiler_Fuel=Solid Fuel; | Boiler_Type=Natural Draft; | Boiler_MBH=1850;
20330 | D30 HVAC | D3020 HEAT GENERATING SYSTEMS | D302001 BOILERS | Boiler | EA | Boiler_Fuel=Solid Fuel; | Boiler_Type=Natural Draft; | Boiler_MBH=2600;
20331 | D30 HVAC | D3020 HEAT GENERATING SYSTEMS | D302001 BOILERS | Boiler | EA | Boiler_Fuel=Solid Fuel; | Boiler_Type=Natural Draft; | Boiler_MBH=3050;
20332 | D30 HVAC | D3020 HEAT GENERATING SYSTEMS | D302001 BOILERS | Boiler | EA | Boiler_Fuel=Solid Fuel; | Boiler_Type=Natural Draft; | Boiler_MBH=3650;
20333 | D30 HVAC | D3020 HEAT GENERATING SYSTEMS | D302001 BOILERS | Boiler | EA | Boiler_Fuel=Solid Fuel; | Boiler_Type=Natural Draft; | Boiler_MBH=4500;
20334 | D30 HVAC | D3020 HEAT GENERATING SYSTEMS | D302001 BOILERS | Boiler | EA | Boiler_Fuel=Solid Fuel; | Boiler_Type=Natural Draft; | Boiler_MBH=5500;
20335 | D30 HVAC | D3020 HEAT GENERATING SYSTEMS | D302001 BOILERS | Boiler | EA | Boiler_Fuel=Solid Fuel; | Boiler_Type=Natural Draft; | Boiler_MBH=17500;
20336 | D30 HVAC | D3020 HEAT GENERATING SYSTEMS | D302001 BOILERS | Boiler | EA | Boiler_Fuel=Solid Fuel; | Boiler_Type=Natural Draft; | Boiler_MBH=7500;
20337 | D30 HVAC | D3020 HEAT GENERATING SYSTEMS | D302001 BOILERS | Boiler | EA | Boiler_Fuel=Solid Fuel; | Boiler_Type=Natural Draft; | Boiler_MBH=9000;
20338 | D30 HVAC | D3020 HEAT GENERATING SYSTEMS | D302001 BOILERS | Boiler | EA | Boiler_Fuel=Solid Fuel; | Boiler_Type=Stoker Fired; | Boiler_MBH=148;
20339 | D30 HVAC | D3020 HEAT GENERATING SYSTEMS | D302001 BOILERS | Boiler | EA | Boiler_Fuel=Solid Fuel; | Boiler_Type=Natural Draft; | Boiler_MBH=11000;
20340 | D30 HVAC | D3020 HEAT GENERATING SYSTEMS | D302001 BOILERS | Boiler | EA | Boiler_Fuel=Solid Fuel; | Boiler_Type=Natural Draft; | Boiler_MBH=13000;
20341 | D30 HVAC | D3020 HEAT GENERATING SYSTEMS | D302001 BOILERS | Boiler | EA | Boiler_Fuel=Solid Fuel; | Boiler_Type=Natural Draft; | Boiler_MBH=1600;
20342 | D30 HVAC | D3020 HEAT GENERATING SYSTEMS | D302001 BOILERS | Boiler | EA | Boiler_Fuel=Solid Fuel; | Boiler_Type=Natural Draft; | Boiler_MBH=15000;
20343 | D30 HVAC | D3020 HEAT GENERATING SYSTEMS | D302001 BOILERS | Boiler | EA | Boiler_Fuel=Solid Fuel; | Boiler_Type=Natural Draft; | Boiler_MBH=16750;
20344 | D30 HVAC | D3020 HEAT GENERATING SYSTEMS | D302001 BOILERS | Boiler | EA | Boiler_Fuel=Solid Fuel; | Boiler_Type=Natural Draft; | Boiler_MBH=6500;
21502 | D30 HVAC | D3020 HEAT GENERATING SYSTEMS | D302001 BOILERS | Boiler | EA | Boiler_Fuel=Solid Fuel; | Boiler_Type=Natural Draft;
43202 | D30 HVAC | D3020 HEAT GENERATING SYSTEMS | D302001 BOILERS | Boiler | MBH | Boiler_Fuel=Unknown;
20465 | D30 HVAC | D3020 HEAT GENERATING SYSTEMS | D302002 FURNACES | Furnace | EA | Furnace_Fuel=Electric; |  | Furnace_MBH=27.3;
20468 | D30 HVAC | D3020 HEAT GENERATING SYSTEMS | D302002 FURNACES | Furnace | EA | Furnace_Fuel=Electric; |  | Furnace_MBH=17.1;
20469 | D30 HVAC | D3020 HEAT GENERATING SYSTEMS | D302002 FURNACES | Furnace | EA | Furnace_Fuel=Electric; |  | Furnace_MBH=34.1;
20470 | D30 HVAC | D3020 HEAT GENERATING SYSTEMS | D302002 FURNACES | Furnace | EA | Furnace_Fuel=Electric; |  | Furnace_MBH=51.6;
20471 | D30 HVAC | D3020 HEAT GENERATING SYSTEMS | D302002 FURNACES | Furnace | EA | Furnace_Fuel=Electric; |  | Furnace_MBH=68.3;
20472 | D30 HVAC | D3020 HEAT GENERATING SYSTEMS | D302002 FURNACES | Furnace | EA | Furnace_Fuel=Electric; |  | Furnace_MBH=85.3;
20477 | D30 HVAC | D3020 HEAT GENERATING SYSTEMS | D302002 FURNACES | Furnace | EA | Furnace_Fuel=Electric; |  | Furnace_MBH=10.2;
20453 | D30 HVAC | D3020 HEAT GENERATING SYSTEMS | D302002 FURNACES | Furnace | EA | Furnace_Fuel=Gas/Oil; |  | Furnace_MBH=150;
20462 | D30 HVAC | D3020 HEAT GENERATING SYSTEMS | D302002 FURNACES | Furnace | EA | Furnace_Fuel=Gas/Oil; |  | Furnace_MBH=400;
20463 | D30 HVAC | D3020 HEAT GENERATING SYSTEMS | D302002 FURNACES | Furnace | EA | Furnace_Fuel=Gas/Oil; |  | Furnace_MBH=300;
20464 | D30 HVAC | D3020 HEAT GENERATING SYSTEMS | D302002 FURNACES | Furnace | EA | Furnace_Fuel=Gas/Oil; |  | Furnace_MBH=200;
20467 | D30 HVAC | D3020 HEAT GENERATING SYSTEMS | D302002 FURNACES | Furnace | EA | Furnace_Fuel=Gas/Oil; |  | Furnace_MBH=125;
20473 | D30 HVAC | D3020 HEAT GENERATING SYSTEMS | D302002 FURNACES | Furnace | EA | Furnace_Fuel=Gas/Oil; |  | Furnace_MBH=45;
20474 | D30 HVAC | D3020 HEAT GENERATING SYSTEMS | D302002 FURNACES | Furnace | EA | Furnace_Fuel=Gas/Oil; |  | Furnace_MBH=60;
20475 | D30 HVAC | D3020 HEAT GENERATING SYSTEMS | D302002 FURNACES | Furnace | EA | Furnace_Fuel=Gas/Oil; |  | Furnace_MBH=75;
20476 | D30 HVAC | D3020 HEAT GENERATING SYSTEMS | D302002 FURNACES | Furnace | EA | Furnace_Fuel=Gas/Oil; |  | Furnace_MBH=100;
21514 | D30 HVAC | D3020 HEAT GENERATING SYSTEMS | D302002 FURNACES | Furnace | EA | Furnace_Fuel=General;
20454 | D30 HVAC | D3020 HEAT GENERATING SYSTEMS | D302002 FURNACES | Furnace | EA | Furnace_Fuel=Oil; |  | Furnace_MBH=200;
20455 | D30 HVAC | D3020 HEAT GENERATING SYSTEMS | D302002 FURNACES | Furnace | EA | Furnace_Fuel=Oil; |  | Furnace_MBH=300;
20457 | D30 HVAC | D3020 HEAT GENERATING SYSTEMS | D302002 FURNACES | Furnace | EA | Furnace_Fuel=Oil; |  | Furnace_MBH=151;
20458 | D30 HVAC | D3020 HEAT GENERATING SYSTEMS | D302002 FURNACES | Furnace | EA | Furnace_Fuel=Oil; |  | Furnace_MBH=134;
20459 | D30 HVAC | D3020 HEAT GENERATING SYSTEMS | D302002 FURNACES | Furnace | EA | Furnace_Fuel=Oil; |  | Furnace_MBH=95;
20460 | D30 HVAC | D3020 HEAT GENERATING SYSTEMS | D302002 FURNACES | Furnace | EA | Furnace_Fuel=Oil; |  | Furnace_MBH=84;
20461 | D30 HVAC | D3020 HEAT GENERATING SYSTEMS | D302002 FURNACES | Furnace | EA | Furnace_Fuel=Oil; |  | Furnace_MBH=56;
20466 | D30 HVAC | D3020 HEAT GENERATING SYSTEMS | D302002 FURNACES | Furnace | EA | Furnace_Fuel=Oil; |  | Furnace_MBH=400;
42203 | D30 HVAC | D3020 HEAT GENERATING SYSTEMS | D302002 FURNACES | Furnace | MBH | Furnace_Fuel=Other;
20456 | D30 HVAC | D3020 HEAT GENERATING SYSTEMS | D302002 FURNACES | Furnace | EA | Furnace_Fuel=Solid Fuel;
43203 | D30 HVAC | D3020 HEAT GENERATING SYSTEMS | D302002 FURNACES | Furnace | MBH | Furnace_Fuel=Unknown;
20855 | D30 HVAC | D3020 HEAT GENERATING SYSTEMS | D302003 FUEL-FIRED UNIT HEATERS | Unit Heater | EA | UnitHeater_Type=Gas Fired; |  | UnitHeater_Capacity=200;
20856 | D30 HVAC | D3020 HEAT GENERATING SYSTEMS | D302003 FUEL-FIRED UNIT HEATERS | Unit Heater | EA | UnitHeater_Type=Gas Fired; |  | UnitHeater_Capacity=280;
20857 | D30 HVAC | D3020 HEAT GENERATING SYSTEMS | D302003 FUEL-FIRED UNIT HEATERS | Unit Heater | EA | UnitHeater_Type=Gas Fired; |  | UnitHeater_Capacity=160;
20858 | D30 HVAC | D3020 HEAT GENERATING SYSTEMS | D302003 FUEL-FIRED UNIT HEATERS | Unit Heater | EA | UnitHeater_Type=Gas Fired; |  | UnitHeater_Capacity=20;
20859 | D30 HVAC | D3020 HEAT GENERATING SYSTEMS | D302003 FUEL-FIRED UNIT HEATERS | Unit Heater | EA | UnitHeater_Type=Gas Fired; |  | UnitHeater_Capacity=60;
20860 | D30 HVAC | D3020 HEAT GENERATING SYSTEMS | D302003 FUEL-FIRED UNIT HEATERS | Unit Heater | EA | UnitHeater_Type=Gas Fired; |  | UnitHeater_Capacity=320;
20861 | D30 HVAC | D3020 HEAT GENERATING SYSTEMS | D302003 FUEL-FIRED UNIT HEATERS | Unit Heater | EA | UnitHeater_Type=Gas Fired; |  | UnitHeater_Capacity=100;
21558 | D30 HVAC | D3020 HEAT GENERATING SYSTEMS | D302003 FUEL-FIRED UNIT HEATERS | Unit Heater | EA | UnitHeater_Type=Gas Fired;
41204 | D30 HVAC | D3020 HEAT GENERATING SYSTEMS | D302003 FUEL-FIRED UNIT HEATERS | Unit Heater | MBH | UnitHeater_Type=General;
42204 | D30 HVAC | D3020 HEAT GENERATING SYSTEMS | D302003 FUEL-FIRED UNIT HEATERS | Unit Heater | MBH | UnitHeater_Type=Other;
43204 | D30 HVAC | D3020 HEAT GENERATING SYSTEMS | D302003 FUEL-FIRED UNIT HEATERS | Unit Heater | MBH | UnitHeater_Type=Unknown;
20373 | D30 HVAC | D3020 HEAT GENERATING SYSTEMS | D302004 AUXILIARY EQUIPMENT | Boiler Feedwater Tank | EA |  |  | FeedwaterTank_GAL=5;
20374 | D30 HVAC | D3020 HEAT GENERATING SYSTEMS | D302004 AUXILIARY EQUIPMENT | Boiler Feedwater Tank | EA |  |  | FeedwaterTank_GAL=2;
20375 | D30 HVAC | D3020 HEAT GENERATING SYSTEMS | D302004 AUXILIARY EQUIPMENT | Boiler Feedwater Tank | EA |  |  | FeedwaterTank_GAL=10;
21506 | D30 HVAC | D3020 HEAT GENERATING SYSTEMS | D302004 AUXILIARY EQUIPMENT | Boiler Feedwater Tank | EA
20970 | D30 HVAC | D3020 HEAT GENERATING SYSTEMS | D302004 AUXILIARY EQUIPMENT | Chemical Feed System | EA |  |  | ChemicalFeed_GAL=10; | ChemicalFeed_PSIG=300;
20971 | D30 HVAC | D3020 HEAT GENERATING SYSTEMS | D302004 AUXILIARY EQUIPMENT | Chemical Feed System | EA |  |  | ChemicalFeed_GAL=5; | ChemicalFeed_PSIG=300;
20972 | D30 HVAC | D3020 HEAT GENERATING SYSTEMS | D302004 AUXILIARY EQUIPMENT | Chemical Feed System | EA |  |  | ChemicalFeed_GAL=10; | ChemicalFeed_PSIG=150;
20973 | D30 HVAC | D3020 HEAT GENERATING SYSTEMS | D302004 AUXILIARY EQUIPMENT | Chemical Feed System | EA |  |  | ChemicalFeed_GAL=5; | ChemicalFeed_PSIG=150;
20974 | D30 HVAC | D3020 HEAT GENERATING SYSTEMS | D302004 AUXILIARY EQUIPMENT | Chemical Feed System | EA |  |  | ChemicalFeed_GAL=12; | ChemicalFeed_PSIG=175;
20975 | D30 HVAC | D3020 HEAT GENERATING SYSTEMS | D302004 AUXILIARY EQUIPMENT | Chemical Feed System | EA |  |  | ChemicalFeed_GAL=1.7; | ChemicalFeed_PSIG=125;
20976 | D30 HVAC | D3020 HEAT GENERATING SYSTEMS | D302004 AUXILIARY EQUIPMENT | Chemical Feed System | EA |  |  | ChemicalFeed_GAL=5; | ChemicalFeed_PSIG=175;
21572 | D30 HVAC | D3020 HEAT GENERATING SYSTEMS | D302004 AUXILIARY EQUIPMENT | Chemical Feed System | EA
20345 | D30 HVAC | D3020 HEAT GENERATING SYSTEMS | D302004 AUXILIARY EQUIPMENT | Expansion Tank | EA |  |  | ExpansionTank_GAL=15;
20346 | D30 HVAC | D3020 HEAT GENERATING SYSTEMS | D302004 AUXILIARY EQUIPMENT | Expansion Tank | EA |  |  | ExpansionTank_GAL=135;
20347 | D30 HVAC | D3020 HEAT GENERATING SYSTEMS | D302004 AUXILIARY EQUIPMENT | Expansion Tank | EA |  |  | ExpansionTank_GAL=400;
20348 | D30 HVAC | D3020 HEAT GENERATING SYSTEMS | D302004 AUXILIARY EQUIPMENT | Expansion Tank | EA |  |  | ExpansionTank_GAL=305;
20349 | D30 HVAC | D3020 HEAT GENERATING SYSTEMS | D302004 AUXILIARY EQUIPMENT | Expansion Tank | EA |  |  | ExpansionTank_GAL=240;
20350 | D30 HVAC | D3020 HEAT GENERATING SYSTEMS | D302004 AUXILIARY EQUIPMENT | Expansion Tank | EA |  |  | ExpansionTank_GAL=220;
20351 | D30 HVAC | D3020 HEAT GENERATING SYSTEMS | D302004 AUXILIARY EQUIPMENT | Expansion Tank | EA |  |  | ExpansionTank_GAL=175;
20352 | D30 HVAC | D3020 HEAT GENERATING SYSTEMS | D302004 AUXILIARY EQUIPMENT | Expansion Tank | EA |  |  | ExpansionTank_GAL=120;
20353 | D30 HVAC | D3020 HEAT GENERATING SYSTEMS | D302004 AUXILIARY EQUIPMENT | Expansion Tank | EA |  |  | ExpansionTank_GAL=100;
20354 | D30 HVAC | D3020 HEAT GENERATING SYSTEMS | D302004 AUXILIARY EQUIPMENT | Expansion Tank | EA |  |  | ExpansionTank_GAL=80;
20355 | D30 HVAC | D3020 HEAT GENERATING SYSTEMS | D302004 AUXILIARY EQUIPMENT | Expansion Tank | EA |  |  | ExpansionTank_GAL=60;
20356 | D30 HVAC | D3020 HEAT GENERATING SYSTEMS | D302004 AUXILIARY EQUIPMENT | Expansion Tank | EA |  |  | ExpansionTank_GAL=40;
20357 | D30 HVAC | D3020 HEAT GENERATING SYSTEMS | D302004 AUXILIARY EQUIPMENT | Expansion Tank | EA |  |  | ExpansionTank_GAL=24;
20358 | D30 HVAC | D3020 HEAT GENERATING SYSTEMS | D302004 AUXILIARY EQUIPMENT | Expansion Tank | EA |  |  | ExpansionTank_GAL=30;
21504 | D30 HVAC | D3020 HEAT GENERATING SYSTEMS | D302004 AUXILIARY EQUIPMENT | Expansion Tank | EA
44158 | D30 HVAC | D3020 HEAT GENERATING SYSTEMS | D302004 AUXILIARY EQUIPMENT | Expansion Tank | EA |  |  | ExpansionTank_GAL=2500;
44159 | D30 HVAC | D3020 HEAT GENERATING SYSTEMS | D302004 AUXILIARY EQUIPMENT | Expansion Tank | EA |  |  | ExpansionTank_GAL=1200;
44160 | D30 HVAC | D3020 HEAT GENERATING SYSTEMS | D302004 AUXILIARY EQUIPMENT | Expansion Tank | EA |  |  | ExpansionTank_GAL=528;
41205 | D30 HVAC | D3020 HEAT GENERATING SYSTEMS | D302004 AUXILIARY EQUIPMENT | Heat Generation Equipment | MBH | HeatEquip_Type=General;
42205 | D30 HVAC | D3020 HEAT GENERATING SYSTEMS | D302004 AUXILIARY EQUIPMENT | Heat Generation Equipment | MBH | HeatEquip_Type=Other;
43205 | D30 HVAC | D3020 HEAT GENERATING SYSTEMS | D302004 AUXILIARY EQUIPMENT | Heat Generation Equipment | MBH | HeatEquip_Type=Unknown;
41206 | D30 HVAC | D3020 HEAT GENERATING SYSTEMS | D302005 EQUIPMENT THERMAL INSULATION | Equipment Insulation | SF | EquipInsulation_Type=General;
42206 | D30 HVAC | D3020 HEAT GENERATING SYSTEMS | D302005 EQUIPMENT THERMAL INSULATION | Equipment Insulation | SF | EquipInsulation_Type=Other;
43206 | D30 HVAC | D3020 HEAT GENERATING SYSTEMS | D302005 EQUIPMENT THERMAL INSULATION | Equipment Insulation | SF | EquipInsulation_Type=Unknown;
41207 | D30 HVAC | D3020 HEAT GENERATING SYSTEMS | D302090 OTHER HEAT GENERATING SYSTEMS | Heat Generation System | EA | HeatSystem_Type=General;
21503 | D30 HVAC | D3020 HEAT GENERATING SYSTEMS | D302090 OTHER HEAT GENERATING SYSTEMS | Heat Generation System | EA | HeatSystem_Type=Other;
43207 | D30 HVAC | D3020 HEAT GENERATING SYSTEMS | D302090 OTHER HEAT GENERATING SYSTEMS | Heat Generation System | EA | HeatSystem_Type=Unknown;
44161 | D30 HVAC | D3020 HEAT GENERATING SYSTEMS | D302090 OTHER HEAT GENERATING SYSTEMS | HVAC Piping | LF | Pipe_Material=Steel; | Pipe_Type=Steam Service Lateral
20582 | D30 HVAC | D3030 COOLING GENERATING SYSTEMS | D303001 CHILLED WATER SYSTEMS | Chiller | EA | Chiller_Type=Absorption-Gas; | Chiller_Cooling=Water Cooled; | Chiller_TON=800;
20583 | D30 HVAC | D3030 COOLING GENERATING SYSTEMS | D303001 CHILLED WATER SYSTEMS | Chiller | EA | Chiller_Type=Absorption-Gas; | Chiller_Cooling=Water Cooled; | Chiller_TON=1000;
21523 | D30 HVAC | D3030 COOLING GENERATING SYSTEMS | D303001 CHILLED WATER SYSTEMS | Chiller | EA | Chiller_Type=Absorption-Gas; | Chiller_Cooling=Water Cooled;
40074 | D30 HVAC | D3030 COOLING GENERATING SYSTEMS | D303001 CHILLED WATER SYSTEMS | Chiller | EA | Chiller_Type=Absorption-Gas; | Chiller_Cooling=Water Cooled; | Chiller_TON=5;
40075 | D30 HVAC | D3030 COOLING GENERATING SYSTEMS | D303001 CHILLED WATER SYSTEMS | Chiller | EA | Chiller_Type=Absorption-Gas; | Chiller_Cooling=Water Cooled; | Chiller_TON=10;
40076 | D30 HVAC | D3030 COOLING GENERATING SYSTEMS | D303001 CHILLED WATER SYSTEMS | Chiller | EA | Chiller_Type=Absorption-Gas; | Chiller_Cooling=Water Cooled; | Chiller_TON=100;
40077 | D30 HVAC | D3030 COOLING GENERATING SYSTEMS | D303001 CHILLED WATER SYSTEMS | Chiller | EA | Chiller_Type=Absorption-Gas; | Chiller_Cooling=Water Cooled; | Chiller_TON=200;
40078 | D30 HVAC | D3030 COOLING GENERATING SYSTEMS | D303001 CHILLED WATER SYSTEMS | Chiller | EA | Chiller_Type=Absorption-Gas; | Chiller_Cooling=Water Cooled; | Chiller_TON=400;
40079 | D30 HVAC | D3030 COOLING GENERATING SYSTEMS | D303001 CHILLED WATER SYSTEMS | Chiller | EA | Chiller_Type=Absorption-Gas; | Chiller_Cooling=Water Cooled; | Chiller_TON=600;
20483 | D30 HVAC | D3030 COOLING GENERATING SYSTEMS | D303001 CHILLED WATER SYSTEMS | Chiller | EA | Chiller_Type=Absorption-Steam; | Chiller_Cooling=Water Cooled; | Chiller_TON=750;
20484 | D30 HVAC | D3030 COOLING GENERATING SYSTEMS | D303001 CHILLED WATER SYSTEMS | Chiller | EA | Chiller_Type=Absorption-Steam; | Chiller_Cooling=Water Cooled; | Chiller_TON=955;
20485 | D30 HVAC | D3030 COOLING GENERATING SYSTEMS | D303001 CHILLED WATER SYSTEMS | Chiller | EA | Chiller_Type=Absorption-Steam; | Chiller_Cooling=Water Cooled; | Chiller_TON=1465;
20486 | D30 HVAC | D3030 COOLING GENERATING SYSTEMS | D303001 CHILLED WATER SYSTEMS | Chiller | EA | Chiller_Type=Absorption-Steam; | Chiller_Cooling=Water Cooled; | Chiller_TON=1660;
21516 | D30 HVAC | D3030 COOLING GENERATING SYSTEMS | D303001 CHILLED WATER SYSTEMS | Chiller | EA | Chiller_Type=Absorption-Steam; | Chiller_Cooling=Water Cooled;
40080 | D30 HVAC | D3030 COOLING GENERATING SYSTEMS | D303001 CHILLED WATER SYSTEMS | Chiller | EA | Chiller_Type=Absorption-Steam; | Chiller_Cooling=Water Cooled; | Chiller_TON=100;
40081 | D30 HVAC | D3030 COOLING GENERATING SYSTEMS | D303001 CHILLED WATER SYSTEMS | Chiller | EA | Chiller_Type=Absorption-Steam; | Chiller_Cooling=Water Cooled; | Chiller_TON=200;
40082 | D30 HVAC | D3030 COOLING GENERATING SYSTEMS | D303001 CHILLED WATER SYSTEMS | Chiller | EA | Chiller_Type=Absorption-Steam; | Chiller_Cooling=Water Cooled; | Chiller_TON=420;
20584 | D30 HVAC | D3030 COOLING GENERATING SYSTEMS | D303001 CHILLED WATER SYSTEMS | Chiller | EA | Chiller_Type=Centrifugal; | Chiller_Cooling=Water Cooled; | Chiller_TON=400;
20585 | D30 HVAC | D3030 COOLING GENERATING SYSTEMS | D303001 CHILLED WATER SYSTEMS | Chiller | EA | Chiller_Type=Centrifugal; | Chiller_Cooling=Water Cooled; | Chiller_TON=1000;
20586 | D30 HVAC | D3030 COOLING GENERATING SYSTEMS | D303001 CHILLED WATER SYSTEMS | Chiller | EA | Chiller_Type=Centrifugal; | Chiller_Cooling=Water Cooled; | Chiller_TON=200;
20587 | D30 HVAC | D3030 COOLING GENERATING SYSTEMS | D303001 CHILLED WATER SYSTEMS | Chiller | EA | Chiller_Type=Centrifugal; | Chiller_Cooling=Water Cooled; | Chiller_TON=1500;
21524 | D30 HVAC | D3030 COOLING GENERATING SYSTEMS | D303001 CHILLED WATER SYSTEMS | Chiller | EA | Chiller_Type=Centrifugal; | Chiller_Cooling=Water Cooled;
20578 | D30 HVAC | D3030 COOLING GENERATING SYSTEMS | D303001 CHILLED WATER SYSTEMS | Chiller | EA | Chiller_Type=Reciprocating; | Chiller_Cooling=Water Cooled; | Chiller_TON=60;
20579 | D30 HVAC | D3030 COOLING GENERATING SYSTEMS | D303001 CHILLED WATER SYSTEMS | Chiller | EA | Chiller_Type=Reciprocating; | Chiller_Cooling=Water Cooled; | Chiller_TON=200;
20580 | D30 HVAC | D3030 COOLING GENERATING SYSTEMS | D303001 CHILLED WATER SYSTEMS | Chiller | EA | Chiller_Type=Reciprocating; | Chiller_Cooling=Water Cooled; | Chiller_TON=150;
20581 | D30 HVAC | D3030 COOLING GENERATING SYSTEMS | D303001 CHILLED WATER SYSTEMS | Chiller | EA | Chiller_Type=Reciprocating; | Chiller_Cooling=Water Cooled; | Chiller_TON=100;
20588 | D30 HVAC | D3030 COOLING GENERATING SYSTEMS | D303001 CHILLED WATER SYSTEMS | Chiller | EA | Chiller_Type=Reciprocating; | Chiller_Cooling=Air Cooled; | Chiller_TON=50;
20589 | D30 HVAC | D3030 COOLING GENERATING SYSTEMS | D303001 CHILLED WATER SYSTEMS | Chiller | EA | Chiller_Type=Reciprocating; | Chiller_Cooling=Air Cooled; | Chiller_TON=175;
20590 | D30 HVAC | D3030 COOLING GENERATING SYSTEMS | D303001 CHILLED WATER SYSTEMS | Chiller | EA | Chiller_Type=Reciprocating; | Chiller_Cooling=Air Cooled; | Chiller_TON=130;
20591 | D30 HVAC | D3030 COOLING GENERATING SYSTEMS | D303001 CHILLED WATER SYSTEMS | Chiller | EA | Chiller_Type=Reciprocating; | Chiller_Cooling=Air Cooled; | Chiller_TON=110;
20592 | D30 HVAC | D3030 COOLING GENERATING SYSTEMS | D303001 CHILLED WATER SYSTEMS | Chiller | EA | Chiller_Type=Reciprocating; | Chiller_Cooling=Air Cooled; | Chiller_TON=100;
20593 | D30 HVAC | D3030 COOLING GENERATING SYSTEMS | D303001 CHILLED WATER SYSTEMS | Chiller | EA | Chiller_Type=Reciprocating; | Chiller_Cooling=Air Cooled; | Chiller_TON=90;
20594 | D30 HVAC | D3030 COOLING GENERATING SYSTEMS | D303001 CHILLED WATER SYSTEMS | Chiller | EA | Chiller_Type=Reciprocating; | Chiller_Cooling=Air Cooled; | Chiller_TON=70;
20595 | D30 HVAC | D3030 COOLING GENERATING SYSTEMS | D303001 CHILLED WATER SYSTEMS | Chiller | EA | Chiller_Type=Reciprocating; | Chiller_Cooling=Air Cooled; | Chiller_TON=60;
20596 | D30 HVAC | D3030 COOLING GENERATING SYSTEMS | D303001 CHILLED WATER SYSTEMS | Chiller | EA | Chiller_Type=Reciprocating; | Chiller_Cooling=Air Cooled; | Chiller_TON=40;
20597 | D30 HVAC | D3030 COOLING GENERATING SYSTEMS | D303001 CHILLED WATER SYSTEMS | Chiller | EA | Chiller_Type=Reciprocating; | Chiller_Cooling=Air Cooled; | Chiller_TON=30;
20598 | D30 HVAC | D3030 COOLING GENERATING SYSTEMS | D303001 CHILLED WATER SYSTEMS | Chiller | EA | Chiller_Type=Reciprocating; | Chiller_Cooling=Air Cooled; | Chiller_TON=20;
20599 | D30 HVAC | D3030 COOLING GENERATING SYSTEMS | D303001 CHILLED WATER SYSTEMS | Chiller | EA | Chiller_Type=Reciprocating; | Chiller_Cooling=Air Cooled; | Chiller_TON=210;
20600 | D30 HVAC | D3030 COOLING GENERATING SYSTEMS | D303001 CHILLED WATER SYSTEMS | Chiller | EA | Chiller_Type=Reciprocating; | Chiller_Cooling=Air Cooled; | Chiller_TON=80;
21522 | D30 HVAC | D3030 COOLING GENERATING SYSTEMS | D303001 CHILLED WATER SYSTEMS | Chiller | EA | Chiller_Type=Reciprocating; | Chiller_Cooling=Water Cooled;
21525 | D30 HVAC | D3030 COOLING GENERATING SYSTEMS | D303001 CHILLED WATER SYSTEMS | Chiller | EA | Chiller_Type=Reciprocating; | Chiller_Cooling=Air Cooled;
40083 | D30 HVAC | D3030 COOLING GENERATING SYSTEMS | D303001 CHILLED WATER SYSTEMS | Chiller | EA | Chiller_Type=Rotary Screw;
40084 | D30 HVAC | D3030 COOLING GENERATING SYSTEMS | D303001 CHILLED WATER SYSTEMS | Chiller | EA | Chiller_Type=Rotary Screw; | Chiller_Cooling=Air Cooled; | Chiller_TON=130;
40085 | D30 HVAC | D3030 COOLING GENERATING SYSTEMS | D303001 CHILLED WATER SYSTEMS | Chiller | EA | Chiller_Type=Rotary Screw; | Chiller_Cooling=Air Cooled; | Chiller_TON=160;
40086 | D30 HVAC | D3030 COOLING GENERATING SYSTEMS | D303001 CHILLED WATER SYSTEMS | Chiller | EA | Chiller_Type=Rotary Screw; | Chiller_Cooling=Air Cooled; | Chiller_TON=180;
40087 | D30 HVAC | D3030 COOLING GENERATING SYSTEMS | D303001 CHILLED WATER SYSTEMS | Chiller | EA | Chiller_Type=Rotary Screw; | Chiller_Cooling=Air Cooled; | Chiller_TON=210;
40088 | D30 HVAC | D3030 COOLING GENERATING SYSTEMS | D303001 CHILLED WATER SYSTEMS | Chiller | EA | Chiller_Type=Rotary Screw; | Chiller_Cooling=Air Cooled; | Chiller_TON=270;
40089 | D30 HVAC | D3030 COOLING GENERATING SYSTEMS | D303001 CHILLED WATER SYSTEMS | Chiller | EA | Chiller_Type=Rotary Screw; | Chiller_Cooling=Air Cooled; | Chiller_TON=320;
40090 | D30 HVAC | D3030 COOLING GENERATING SYSTEMS | D303001 CHILLED WATER SYSTEMS | Chiller | EA | Chiller_Type=Rotary Screw; | Chiller_Cooling=Water Cooled; | Chiller_TON=80;
40091 | D30 HVAC | D3030 COOLING GENERATING SYSTEMS | D303001 CHILLED WATER SYSTEMS | Chiller | EA | Chiller_Type=Rotary Screw; | Chiller_Cooling=Water Cooled; | Chiller_TON=200;
40092 | D30 HVAC | D3030 COOLING GENERATING SYSTEMS | D303001 CHILLED WATER SYSTEMS | Chiller | EA | Chiller_Type=Rotary Screw; | Chiller_Cooling=Water Cooled; | Chiller_TON=350;
40093 | D30 HVAC | D3030 COOLING GENERATING SYSTEMS | D303001 CHILLED WATER SYSTEMS | Chiller | EA | Chiller_Type=Rotary Screw; | Chiller_Cooling=Water Cooled; | Chiller_TON=150; |  | Chiller_Other=Dual Compressor;
40094 | D30 HVAC | D3030 COOLING GENERATING SYSTEMS | D303001 CHILLED WATER SYSTEMS | Chiller | EA | Chiller_Type=Rotary Screw; | Chiller_Cooling=Water Cooled; | Chiller_TON=200; |  | Chiller_Other=Dual Compressor;
40095 | D30 HVAC | D3030 COOLING GENERATING SYSTEMS | D303001 CHILLED WATER SYSTEMS | Chiller | EA | Chiller_Type=Rotary Screw; | Chiller_Cooling=Water Cooled; | Chiller_TON=291; |  | Chiller_Other=Dual Compressor;
35008 | D30 HVAC | D3030 COOLING GENERATING SYSTEMS | D303001 CHILLED WATER SYSTEMS | Chiller | EA | Chiller_Type=Scroll;
41208 | D30 HVAC | D3030 COOLING GENERATING SYSTEMS | D303001 CHILLED WATER SYSTEMS | Cooling Generation System | TON | CoolingSystem_Type=Chilled Water; | CoolingSystem_Cooling=General;
42208 | D30 HVAC | D3030 COOLING GENERATING SYSTEMS | D303001 CHILLED WATER SYSTEMS | Cooling Generation System | TON | CoolingSystem_Type=Chilled Water; | CoolingSystem_Cooling=Other;
43208 | D30 HVAC | D3030 COOLING GENERATING SYSTEMS | D303001 CHILLED WATER SYSTEMS | Cooling Generation System | TON | CoolingSystem_Type=Chilled Water; | CoolingSystem_Cooling=Unknown;
20601 | D30 HVAC | D3030 COOLING GENERATING SYSTEMS | D303001 CHILLED WATER SYSTEMS | Cooling Tower | EA | CoolingTower_Material=Fiberglass; |  | CoolingTower_TON=60;
20602 | D30 HVAC | D3030 COOLING GENERATING SYSTEMS | D303001 CHILLED WATER SYSTEMS | Cooling Tower | EA | CoolingTower_Material=Fiberglass; |  | CoolingTower_TON=125;
20603 | D30 HVAC | D3030 COOLING GENERATING SYSTEMS | D303001 CHILLED WATER SYSTEMS | Cooling Tower | EA | CoolingTower_Material=Fiberglass; |  | CoolingTower_TON=300;
20604 | D30 HVAC | D3030 COOLING GENERATING SYSTEMS | D303001 CHILLED WATER SYSTEMS | Cooling Tower | EA | CoolingTower_Material=Fiberglass; |  | CoolingTower_TON=600;
20605 | D30 HVAC | D3030 COOLING GENERATING SYSTEMS | D303001 CHILLED WATER SYSTEMS | Cooling Tower | EA | CoolingTower_Material=Fiberglass; |  | CoolingTower_TON=1000;
21526 | D30 HVAC | D3030 COOLING GENERATING SYSTEMS | D303001 CHILLED WATER SYSTEMS | Cooling Tower | EA | CoolingTower_Material=Fiberglass;
40265 | D30 HVAC | D3030 COOLING GENERATING SYSTEMS | D303001 CHILLED WATER SYSTEMS | Cooling Tower | EA | CoolingTower_Material=Fluid Cooler;
20573 | D30 HVAC | D3030 COOLING GENERATING SYSTEMS | D303001 CHILLED WATER SYSTEMS | Cooling Tower | EA | CoolingTower_Material=Galvanized; |  | CoolingTower_TON=110;
20574 | D30 HVAC | D3030 COOLING GENERATING SYSTEMS | D303001 CHILLED WATER SYSTEMS | Cooling Tower | EA | CoolingTower_Material=Galvanized; |  | CoolingTower_TON=1000;
20575 | D30 HVAC | D3030 COOLING GENERATING SYSTEMS | D303001 CHILLED WATER SYSTEMS | Cooling Tower | EA | CoolingTower_Material=Galvanized; |  | CoolingTower_TON=60;
20576 | D30 HVAC | D3030 COOLING GENERATING SYSTEMS | D303001 CHILLED WATER SYSTEMS | Cooling Tower | EA | CoolingTower_Material=Galvanized; |  | CoolingTower_TON=600;
20577 | D30 HVAC | D3030 COOLING GENERATING SYSTEMS | D303001 CHILLED WATER SYSTEMS | Cooling Tower | EA | CoolingTower_Material=Galvanized; |  | CoolingTower_TON=300;
21521 | D30 HVAC | D3030 COOLING GENERATING SYSTEMS | D303001 CHILLED WATER SYSTEMS | Cooling Tower | EA | CoolingTower_Material=Galvanized;
20478 | D30 HVAC | D3030 COOLING GENERATING SYSTEMS | D303001 CHILLED WATER SYSTEMS | Cooling Tower | EA | CoolingTower_Material=Stainless Steel; |  | CoolingTower_TON=300;
20479 | D30 HVAC | D3030 COOLING GENERATING SYSTEMS | D303001 CHILLED WATER SYSTEMS | Cooling Tower | EA | CoolingTower_Material=Stainless Steel; |  | CoolingTower_TON=600;
20480 | D30 HVAC | D3030 COOLING GENERATING SYSTEMS | D303001 CHILLED WATER SYSTEMS | Cooling Tower | EA | CoolingTower_Material=Stainless Steel; |  | CoolingTower_TON=110;
20481 | D30 HVAC | D3030 COOLING GENERATING SYSTEMS | D303001 CHILLED WATER SYSTEMS | Cooling Tower | EA | CoolingTower_Material=Stainless Steel; |  | CoolingTower_TON=60;
20482 | D30 HVAC | D3030 COOLING GENERATING SYSTEMS | D303001 CHILLED WATER SYSTEMS | Cooling Tower | EA | CoolingTower_Material=Stainless Steel; |  | CoolingTower_TON=1000;
21515 | D30 HVAC | D3030 COOLING GENERATING SYSTEMS | D303001 CHILLED WATER SYSTEMS | Cooling Tower | EA | CoolingTower_Material=Stainless Steel;
40096 | D30 HVAC | D3030 COOLING GENERATING SYSTEMS | D303002 DIRECT EXPANSION SYSTEMS | A/C Unit | EA | ACUnit_Type=Rooftop;
40097 | D30 HVAC | D3030 COOLING GENERATING SYSTEMS | D303002 DIRECT EXPANSION SYSTEMS | A/C Unit | EA | ACUnit_Type=Rooftop; |  |  |  | ACUnit_Zone=Single Zone;
40098 | D30 HVAC | D3030 COOLING GENERATING SYSTEMS | D303002 DIRECT EXPANSION SYSTEMS | A/C Unit | EA | ACUnit_Type=Rooftop; |  | ACUnit_TON=2; |  | ACUnit_Zone=Single Zone;
40099 | D30 HVAC | D3030 COOLING GENERATING SYSTEMS | D303002 DIRECT EXPANSION SYSTEMS | A/C Unit | EA | ACUnit_Type=Rooftop; |  | ACUnit_TON=3; |  | ACUnit_Zone=Single Zone;
40100 | D30 HVAC | D3030 COOLING GENERATING SYSTEMS | D303002 DIRECT EXPANSION SYSTEMS | A/C Unit | EA | ACUnit_Type=Rooftop; |  | ACUnit_TON=4; |  | ACUnit_Zone=Single Zone;
40101 | D30 HVAC | D3030 COOLING GENERATING SYSTEMS | D303002 DIRECT EXPANSION SYSTEMS | A/C Unit | EA | ACUnit_Type=Rooftop; |  | ACUnit_TON=5; |  | ACUnit_Zone=Single Zone;
40102 | D30 HVAC | D3030 COOLING GENERATING SYSTEMS | D303002 DIRECT EXPANSION SYSTEMS | A/C Unit | EA | ACUnit_Type=Rooftop; |  | ACUnit_TON=6; |  | ACUnit_Zone=Single Zone;
40103 | D30 HVAC | D3030 COOLING GENERATING SYSTEMS | D303002 DIRECT EXPANSION SYSTEMS | A/C Unit | EA | ACUnit_Type=Rooftop; |  | ACUnit_TON=7.5; |  | ACUnit_Zone=Single Zone;
40104 | D30 HVAC | D3030 COOLING GENERATING SYSTEMS | D303002 DIRECT EXPANSION SYSTEMS | A/C Unit | EA | ACUnit_Type=Rooftop; |  | ACUnit_TON=10; |  | ACUnit_Zone=Single Zone;
40105 | D30 HVAC | D3030 COOLING GENERATING SYSTEMS | D303002 DIRECT EXPANSION SYSTEMS | A/C Unit | EA | ACUnit_Type=Rooftop; |  | ACUnit_TON=12.5; |  | ACUnit_Zone=Single Zone;
40106 | D30 HVAC | D3030 COOLING GENERATING SYSTEMS | D303002 DIRECT EXPANSION SYSTEMS | A/C Unit | EA | ACUnit_Type=Rooftop; |  | ACUnit_TON=15; |  | ACUnit_Zone=Single Zone;
40107 | D30 HVAC | D3030 COOLING GENERATING SYSTEMS | D303002 DIRECT EXPANSION SYSTEMS | A/C Unit | EA | ACUnit_Type=Rooftop; |  | ACUnit_TON=18; |  | ACUnit_Zone=Single Zone;
40108 | D30 HVAC | D3030 COOLING GENERATING SYSTEMS | D303002 DIRECT EXPANSION SYSTEMS | A/C Unit | EA | ACUnit_Type=Rooftop; |  | ACUnit_TON=20; |  | ACUnit_Zone=Single Zone;
40109 | D30 HVAC | D3030 COOLING GENERATING SYSTEMS | D303002 DIRECT EXPANSION SYSTEMS | A/C Unit | EA | ACUnit_Type=Rooftop; |  | ACUnit_TON=25; |  | ACUnit_Zone=Single Zone;
40110 | D30 HVAC | D3030 COOLING GENERATING SYSTEMS | D303002 DIRECT EXPANSION SYSTEMS | A/C Unit | EA | ACUnit_Type=Rooftop; |  | ACUnit_TON=30; |  | ACUnit_Zone=Single Zone;
40111 | D30 HVAC | D3030 COOLING GENERATING SYSTEMS | D303002 DIRECT EXPANSION SYSTEMS | A/C Unit | EA | ACUnit_Type=Rooftop; |  | ACUnit_TON=40; |  | ACUnit_Zone=Single Zone;
40112 | D30 HVAC | D3030 COOLING GENERATING SYSTEMS | D303002 DIRECT EXPANSION SYSTEMS | A/C Unit | EA | ACUnit_Type=Rooftop; |  |  |  | ACUnit_Zone=Multi Zone;
40113 | D30 HVAC | D3030 COOLING GENERATING SYSTEMS | D303002 DIRECT EXPANSION SYSTEMS | A/C Unit | EA | ACUnit_Type=Rooftop; |  | ACUnit_TON=15; |  | ACUnit_Zone=Multi Zone;
40114 | D30 HVAC | D3030 COOLING GENERATING SYSTEMS | D303002 DIRECT EXPANSION SYSTEMS | A/C Unit | EA | ACUnit_Type=Rooftop; |  | ACUnit_TON=20; |  | ACUnit_Zone=Multi Zone;
40115 | D30 HVAC | D3030 COOLING GENERATING SYSTEMS | D303002 DIRECT EXPANSION SYSTEMS | A/C Unit | EA | ACUnit_Type=Rooftop; |  | ACUnit_TON=25; |  | ACUnit_Zone=Multi Zone;
40116 | D30 HVAC | D3030 COOLING GENERATING SYSTEMS | D303002 DIRECT EXPANSION SYSTEMS | A/C Unit | EA | ACUnit_Type=Rooftop; |  | ACUnit_TON=28; |  | ACUnit_Zone=Multi Zone;
40117 | D30 HVAC | D3030 COOLING GENERATING SYSTEMS | D303002 DIRECT EXPANSION SYSTEMS | A/C Unit | EA | ACUnit_Type=Rooftop; |  | ACUnit_TON=30; |  | ACUnit_Zone=Multi Zone;
40118 | D30 HVAC | D3030 COOLING GENERATING SYSTEMS | D303002 DIRECT EXPANSION SYSTEMS | A/C Unit | EA | ACUnit_Type=Rooftop; |  | ACUnit_TON=40; |  | ACUnit_Zone=Multi Zone;
40119 | D30 HVAC | D3030 COOLING GENERATING SYSTEMS | D303002 DIRECT EXPANSION SYSTEMS | A/C Unit | EA | ACUnit_Type=Rooftop; |  | ACUnit_TON=50; |  | ACUnit_Zone=Multi Zone;
40120 | D30 HVAC | D3030 COOLING GENERATING SYSTEMS | D303002 DIRECT EXPANSION SYSTEMS | A/C Unit | EA | ACUnit_Type=Rooftop; |  | ACUnit_TON=70; |  | ACUnit_Zone=Multi Zone;
40121 | D30 HVAC | D3030 COOLING GENERATING SYSTEMS | D303002 DIRECT EXPANSION SYSTEMS | A/C Unit | EA | ACUnit_Type=Rooftop; |  | ACUnit_TON=80; |  | ACUnit_Zone=Multi Zone;
40122 | D30 HVAC | D3030 COOLING GENERATING SYSTEMS | D303002 DIRECT EXPANSION SYSTEMS | A/C Unit | EA | ACUnit_Type=Rooftop; |  | ACUnit_TON=90; |  | ACUnit_Zone=Multi Zone;
40123 | D30 HVAC | D3030 COOLING GENERATING SYSTEMS | D303002 DIRECT EXPANSION SYSTEMS | A/C Unit | EA | ACUnit_Type=Rooftop; |  | ACUnit_TON=105; |  | ACUnit_Zone=Multi Zone;
20518 | D30 HVAC | D3030 COOLING GENERATING SYSTEMS | D303002 DIRECT EXPANSION SYSTEMS | Condenser | EA | Condenser_Type=DX; | Condenser_Cooling=Evaporative; | Condenser_TON=90;
20519 | D30 HVAC | D3030 COOLING GENERATING SYSTEMS | D303002 DIRECT EXPANSION SYSTEMS | Condenser | EA | Condenser_Type=DX; | Condenser_Cooling=Evaporative; | Condenser_TON=40;
20520 | D30 HVAC | D3030 COOLING GENERATING SYSTEMS | D303002 DIRECT EXPANSION SYSTEMS | Condenser | EA | Condenser_Type=DX; | Condenser_Cooling=Evaporative; | Condenser_TON=150;
20521 | D30 HVAC | D3030 COOLING GENERATING SYSTEMS | D303002 DIRECT EXPANSION SYSTEMS | Condenser | EA | Condenser_Type=DX; | Condenser_Cooling=Evaporative; | Condenser_TON=135;
20522 | D30 HVAC | D3030 COOLING GENERATING SYSTEMS | D303002 DIRECT EXPANSION SYSTEMS | Condenser | EA | Condenser_Type=DX; | Condenser_Cooling=Evaporative; | Condenser_TON=125;
20523 | D30 HVAC | D3030 COOLING GENERATING SYSTEMS | D303002 DIRECT EXPANSION SYSTEMS | Condenser | EA | Condenser_Type=DX; | Condenser_Cooling=Evaporative; | Condenser_TON=110;
20524 | D30 HVAC | D3030 COOLING GENERATING SYSTEMS | D303002 DIRECT EXPANSION SYSTEMS | Condenser | EA | Condenser_Type=DX; | Condenser_Cooling=Evaporative; | Condenser_TON=100;
20525 | D30 HVAC | D3030 COOLING GENERATING SYSTEMS | D303002 DIRECT EXPANSION SYSTEMS | Condenser | EA | Condenser_Type=DX; | Condenser_Cooling=Evaporative; | Condenser_TON=185;
20526 | D30 HVAC | D3030 COOLING GENERATING SYSTEMS | D303002 DIRECT EXPANSION SYSTEMS | Condenser | EA | Condenser_Type=DX; | Condenser_Cooling=Evaporative; | Condenser_TON=165;
20527 | D30 HVAC | D3030 COOLING GENERATING SYSTEMS | D303002 DIRECT EXPANSION SYSTEMS | Condenser | EA | Condenser_Type=DX; | Condenser_Cooling=Evaporative; | Condenser_TON=50;
20528 | D30 HVAC | D3030 COOLING GENERATING SYSTEMS | D303002 DIRECT EXPANSION SYSTEMS | Condenser | EA | Condenser_Type=DX; | Condenser_Cooling=Evaporative; | Condenser_TON=30;
20529 | D30 HVAC | D3030 COOLING GENERATING SYSTEMS | D303002 DIRECT EXPANSION SYSTEMS | Condenser | EA | Condenser_Type=DX; | Condenser_Cooling=Evaporative; | Condenser_TON=25;
20530 | D30 HVAC | D3030 COOLING GENERATING SYSTEMS | D303002 DIRECT EXPANSION SYSTEMS | Condenser | EA | Condenser_Type=DX; | Condenser_Cooling=Evaporative; | Condenser_TON=20;
20531 | D30 HVAC | D3030 COOLING GENERATING SYSTEMS | D303002 DIRECT EXPANSION SYSTEMS | Condenser | EA | Condenser_Type=DX; | Condenser_Cooling=Evaporative; | Condenser_TON=15;
20532 | D30 HVAC | D3030 COOLING GENERATING SYSTEMS | D303002 DIRECT EXPANSION SYSTEMS | Condenser | EA | Condenser_Type=DX; | Condenser_Cooling=Evaporative; | Condenser_TON=10;
20533 | D30 HVAC | D3030 COOLING GENERATING SYSTEMS | D303002 DIRECT EXPANSION SYSTEMS | Condenser | EA | Condenser_Type=DX; | Condenser_Cooling=Evaporative; | Condenser_TON=80;
20534 | D30 HVAC | D3030 COOLING GENERATING SYSTEMS | D303002 DIRECT EXPANSION SYSTEMS | Condenser | EA | Condenser_Type=DX; | Condenser_Cooling=Evaporative; | Condenser_TON=65;
20535 | D30 HVAC | D3030 COOLING GENERATING SYSTEMS | D303002 DIRECT EXPANSION SYSTEMS | Condenser | EA | Condenser_Type=DX; | Condenser_Cooling=Air Cooled; | Condenser_TON=136; |  | Condenser_DriveType=Direct Drive;
20536 | D30 HVAC | D3030 COOLING GENERATING SYSTEMS | D303002 DIRECT EXPANSION SYSTEMS | Condenser | EA | Condenser_Type=DX; | Condenser_Cooling=Air Cooled; | Condenser_TON=10; |  | Condenser_DriveType=Direct Drive;
20537 | D30 HVAC | D3030 COOLING GENERATING SYSTEMS | D303002 DIRECT EXPANSION SYSTEMS | Condenser | EA | Condenser_Type=DX; | Condenser_Cooling=Air Cooled; | Condenser_TON=12; |  | Condenser_DriveType=Direct Drive;
20538 | D30 HVAC | D3030 COOLING GENERATING SYSTEMS | D303002 DIRECT EXPANSION SYSTEMS | Condenser | EA | Condenser_Type=DX; | Condenser_Cooling=Air Cooled; | Condenser_TON=14; |  | Condenser_DriveType=Direct Drive;
20539 | D30 HVAC | D3030 COOLING GENERATING SYSTEMS | D303002 DIRECT EXPANSION SYSTEMS | Condenser | EA | Condenser_Type=DX; | Condenser_Cooling=Air Cooled; | Condenser_TON=16; |  | Condenser_DriveType=Direct Drive;
20540 | D30 HVAC | D3030 COOLING GENERATING SYSTEMS | D303002 DIRECT EXPANSION SYSTEMS | Condenser | EA | Condenser_Type=DX; | Condenser_Cooling=Air Cooled; | Condenser_TON=21; |  | Condenser_DriveType=Direct Drive;
20541 | D30 HVAC | D3030 COOLING GENERATING SYSTEMS | D303002 DIRECT EXPANSION SYSTEMS | Condenser | EA | Condenser_Type=DX; | Condenser_Cooling=Air Cooled; | Condenser_TON=26; |  | Condenser_DriveType=Direct Drive;
20542 | D30 HVAC | D3030 COOLING GENERATING SYSTEMS | D303002 DIRECT EXPANSION SYSTEMS | Condenser | EA | Condenser_Type=DX; | Condenser_Cooling=Air Cooled; | Condenser_TON=30; |  | Condenser_DriveType=Direct Drive;
20543 | D30 HVAC | D3030 COOLING GENERATING SYSTEMS | D303002 DIRECT EXPANSION SYSTEMS | Condenser | EA | Condenser_Type=DX; | Condenser_Cooling=Air Cooled; | Condenser_TON=52; |  | Condenser_DriveType=Direct Drive;
20544 | D30 HVAC | D3030 COOLING GENERATING SYSTEMS | D303002 DIRECT EXPANSION SYSTEMS | Condenser | EA | Condenser_Type=DX; | Condenser_Cooling=Air Cooled; | Condenser_TON=76; |  | Condenser_DriveType=Direct Drive;
20545 | D30 HVAC | D3030 COOLING GENERATING SYSTEMS | D303002 DIRECT EXPANSION SYSTEMS | Condenser | EA | Condenser_Type=DX; | Condenser_Cooling=Air Cooled; | Condenser_TON=86; |  | Condenser_DriveType=Direct Drive;
20546 | D30 HVAC | D3030 COOLING GENERATING SYSTEMS | D303002 DIRECT EXPANSION SYSTEMS | Condenser | EA | Condenser_Type=DX; | Condenser_Cooling=Air Cooled; | Condenser_TON=97; |  | Condenser_DriveType=Direct Drive;
20547 | D30 HVAC | D3030 COOLING GENERATING SYSTEMS | D303002 DIRECT EXPANSION SYSTEMS | Condenser | EA | Condenser_Type=DX; | Condenser_Cooling=Air Cooled; | Condenser_TON=105; |  | Condenser_DriveType=Direct Drive;
20548 | D30 HVAC | D3030 COOLING GENERATING SYSTEMS | D303002 DIRECT EXPANSION SYSTEMS | Condenser | EA | Condenser_Type=DX; | Condenser_Cooling=Air Cooled; | Condenser_TON=8; |  | Condenser_DriveType=Direct Drive;
20549 | D30 HVAC | D3030 COOLING GENERATING SYSTEMS | D303002 DIRECT EXPANSION SYSTEMS | Condenser | EA | Condenser_Type=DX; | Condenser_Cooling=Air Cooled; | Condenser_TON=126; |  | Condenser_DriveType=Direct Drive;
20550 | D30 HVAC | D3030 COOLING GENERATING SYSTEMS | D303002 DIRECT EXPANSION SYSTEMS | Condenser | EA | Condenser_Type=DX; | Condenser_Cooling=Air Cooled; | Condenser_TON=41; |  | Condenser_DriveType=Direct Drive;
20551 | D30 HVAC | D3030 COOLING GENERATING SYSTEMS | D303002 DIRECT EXPANSION SYSTEMS | Condenser | EA | Condenser_Type=DX; | Condenser_Cooling=Air Cooled; | Condenser_TON=142; |  | Condenser_DriveType=Direct Drive;
20552 | D30 HVAC | D3030 COOLING GENERATING SYSTEMS | D303002 DIRECT EXPANSION SYSTEMS | Condenser | EA | Condenser_Type=DX; | Condenser_Cooling=Air Cooled; | Condenser_TON=118; |  | Condenser_DriveType=Direct Drive;
20553 | D30 HVAC | D3030 COOLING GENERATING SYSTEMS | D303002 DIRECT EXPANSION SYSTEMS | Condenser | EA | Condenser_Type=DX; | Condenser_Cooling=Air Cooled; | Condenser_TON=81; |  | Condenser_DriveType=Belt Drive;
20554 | D30 HVAC | D3030 COOLING GENERATING SYSTEMS | D303002 DIRECT EXPANSION SYSTEMS | Condenser | EA | Condenser_Type=DX; | Condenser_Cooling=Air Cooled; | Condenser_TON=63; |  | Condenser_DriveType=Direct Drive;
20555 | D30 HVAC | D3030 COOLING GENERATING SYSTEMS | D303002 DIRECT EXPANSION SYSTEMS | Condenser | EA | Condenser_Type=DX; | Condenser_Cooling=Air Cooled; | Condenser_TON=5; |  | Condenser_DriveType=Direct Drive;
20556 | D30 HVAC | D3030 COOLING GENERATING SYSTEMS | D303002 DIRECT EXPANSION SYSTEMS | Condenser | EA | Condenser_Type=DX; | Condenser_Cooling=Air Cooled; | Condenser_TON=45; |  | Condenser_DriveType=Belt Drive;
20557 | D30 HVAC | D3030 COOLING GENERATING SYSTEMS | D303002 DIRECT EXPANSION SYSTEMS | Condenser | EA | Condenser_Type=DX; | Condenser_Cooling=Air Cooled; | Condenser_TON=50; |  | Condenser_DriveType=Belt Drive;
20558 | D30 HVAC | D3030 COOLING GENERATING SYSTEMS | D303002 DIRECT EXPANSION SYSTEMS | Condenser | EA | Condenser_Type=DX; | Condenser_Cooling=Air Cooled; | Condenser_TON=54; |  | Condenser_DriveType=Belt Drive;
20559 | D30 HVAC | D3030 COOLING GENERATING SYSTEMS | D303002 DIRECT EXPANSION SYSTEMS | Condenser | EA | Condenser_Type=DX; | Condenser_Cooling=Air Cooled; | Condenser_TON=59; |  | Condenser_DriveType=Belt Drive;
20560 | D30 HVAC | D3030 COOLING GENERATING SYSTEMS | D303002 DIRECT EXPANSION SYSTEMS | Condenser | EA | Condenser_Type=DX; | Condenser_Cooling=Air Cooled; | Condenser_TON=73; |  | Condenser_DriveType=Belt Drive;
20561 | D30 HVAC | D3030 COOLING GENERATING SYSTEMS | D303002 DIRECT EXPANSION SYSTEMS | Condenser | EA | Condenser_Type=DX; | Condenser_Cooling=Air Cooled; | Condenser_TON=86; |  | Condenser_DriveType=Belt Drive;
20562 | D30 HVAC | D3030 COOLING GENERATING SYSTEMS | D303002 DIRECT EXPANSION SYSTEMS | Condenser | EA | Condenser_Type=DX; | Condenser_Cooling=Air Cooled; | Condenser_TON=88; |  | Condenser_DriveType=Belt Drive;
20563 | D30 HVAC | D3030 COOLING GENERATING SYSTEMS | D303002 DIRECT EXPANSION SYSTEMS | Condenser | EA | Condenser_Type=DX; | Condenser_Cooling=Air Cooled; | Condenser_TON=1; |  | Condenser_DriveType=Direct Drive;
20564 | D30 HVAC | D3030 COOLING GENERATING SYSTEMS | D303002 DIRECT EXPANSION SYSTEMS | Condenser | EA | Condenser_Type=DX; | Condenser_Cooling=Air Cooled; | Condenser_TON=3; |  | Condenser_DriveType=Direct Drive;
20565 | D30 HVAC | D3030 COOLING GENERATING SYSTEMS | D303002 DIRECT EXPANSION SYSTEMS | Condenser | EA | Condenser_Type=DX; | Condenser_Cooling=Air Cooled; | Condenser_TON=2; |  | Condenser_DriveType=Direct Drive;
20566 | D30 HVAC | D3030 COOLING GENERATING SYSTEMS | D303002 DIRECT EXPANSION SYSTEMS | Condenser | EA | Condenser_Type=DX; | Condenser_Cooling=Air Cooled; | Condenser_TON=65; |  | Condenser_DriveType=Belt Drive;
20567 | D30 HVAC | D3030 COOLING GENERATING SYSTEMS | D303002 DIRECT EXPANSION SYSTEMS | Condenser | EA | Condenser_Type=DX; | Condenser_Cooling=Air Cooled; | Condenser_TON=1.5; |  | Condenser_DriveType=Direct Drive;
20568 | D30 HVAC | D3030 COOLING GENERATING SYSTEMS | D303002 DIRECT EXPANSION SYSTEMS | Condenser | EA | Condenser_Type=DX; | Condenser_Cooling=Air Cooled; | Condenser_TON=101; |  | Condenser_DriveType=Belt Drive;
20569 | D30 HVAC | D3030 COOLING GENERATING SYSTEMS | D303002 DIRECT EXPANSION SYSTEMS | Condenser | EA | Condenser_Type=DX; | Condenser_Cooling=Air Cooled; | Condenser_TON=471; |  | Condenser_DriveType=Belt Drive;
20570 | D30 HVAC | D3030 COOLING GENERATING SYSTEMS | D303002 DIRECT EXPANSION SYSTEMS | Condenser | EA | Condenser_Type=DX; | Condenser_Cooling=Air Cooled; | Condenser_TON=314; |  | Condenser_DriveType=Belt Drive;
20571 | D30 HVAC | D3030 COOLING GENERATING SYSTEMS | D303002 DIRECT EXPANSION SYSTEMS | Condenser | EA | Condenser_Type=DX; | Condenser_Cooling=Air Cooled; | Condenser_TON=228; |  | Condenser_DriveType=Belt Drive;
20572 | D30 HVAC | D3030 COOLING GENERATING SYSTEMS | D303002 DIRECT EXPANSION SYSTEMS | Condenser | EA | Condenser_Type=DX; | Condenser_Cooling=Air Cooled; | Condenser_TON=159; |  | Condenser_DriveType=Belt Drive;
21519 | D30 HVAC | D3030 COOLING GENERATING SYSTEMS | D303002 DIRECT EXPANSION SYSTEMS | Condenser | EA | Condenser_Type=DX; | Condenser_Cooling=Evaporative;
21520 | D30 HVAC | D3030 COOLING GENERATING SYSTEMS | D303002 DIRECT EXPANSION SYSTEMS | Condenser | EA | Condenser_Type=DX; | Condenser_Cooling=Air Cooled;
41209 | D30 HVAC | D3030 COOLING GENERATING SYSTEMS | D303002 DIRECT EXPANSION SYSTEMS | Cooling Generation System | TON | CoolingSystem_Type=DX; | CoolingSystem_Cooling=General;
42209 | D30 HVAC | D3030 COOLING GENERATING SYSTEMS | D303002 DIRECT EXPANSION SYSTEMS | Cooling Generation System | TON | CoolingSystem_Type=DX; | CoolingSystem_Cooling=Other;
43209 | D30 HVAC | D3030 COOLING GENERATING SYSTEMS | D303002 DIRECT EXPANSION SYSTEMS | Cooling Generation System | TON | CoolingSystem_Type=DX; | CoolingSystem_Cooling=Unknown;
20487 | D30 HVAC | D3030 COOLING GENERATING SYSTEMS | D303002 DIRECT EXPANSION SYSTEMS | Packaged Refrigerant System | EA | PackageRefrigSys_Type=DX; | PackageRefrigSys_Cooling=Water Cooled; | PackageRefrigSys_TON=60;
20488 | D30 HVAC | D3030 COOLING GENERATING SYSTEMS | D303002 DIRECT EXPANSION SYSTEMS | Packaged Refrigerant System | EA | PackageRefrigSys_Type=DX; | PackageRefrigSys_Cooling=Water Cooled; | PackageRefrigSys_TON=120;
20489 | D30 HVAC | D3030 COOLING GENERATING SYSTEMS | D303002 DIRECT EXPANSION SYSTEMS | Packaged Refrigerant System | EA | PackageRefrigSys_Type=DX; | PackageRefrigSys_Cooling=Air Cooled; | PackageRefrigSys_TON=60;
20490 | D30 HVAC | D3030 COOLING GENERATING SYSTEMS | D303002 DIRECT EXPANSION SYSTEMS | Packaged Refrigerant System | EA | PackageRefrigSys_Type=DX; | PackageRefrigSys_Cooling=Air Cooled; | PackageRefrigSys_TON=75;
20491 | D30 HVAC | D3030 COOLING GENERATING SYSTEMS | D303002 DIRECT EXPANSION SYSTEMS | Packaged Refrigerant System | EA | PackageRefrigSys_Type=DX; | PackageRefrigSys_Cooling=Air Cooled; | PackageRefrigSys_TON=80;
20492 | D30 HVAC | D3030 COOLING GENERATING SYSTEMS | D303002 DIRECT EXPANSION SYSTEMS | Packaged Refrigerant System | EA | PackageRefrigSys_Type=DX; | PackageRefrigSys_Cooling=Air Cooled; | PackageRefrigSys_TON=100;
20493 | D30 HVAC | D3030 COOLING GENERATING SYSTEMS | D303002 DIRECT EXPANSION SYSTEMS | Packaged Refrigerant System | EA | PackageRefrigSys_Type=DX; | PackageRefrigSys_Cooling=Water Cooled; | PackageRefrigSys_TON=5;
20494 | D30 HVAC | D3030 COOLING GENERATING SYSTEMS | D303002 DIRECT EXPANSION SYSTEMS | Packaged Refrigerant System | EA | PackageRefrigSys_Type=DX; | PackageRefrigSys_Cooling=Water Cooled; | PackageRefrigSys_TON=10;
20495 | D30 HVAC | D3030 COOLING GENERATING SYSTEMS | D303002 DIRECT EXPANSION SYSTEMS | Packaged Refrigerant System | EA | PackageRefrigSys_Type=DX; | PackageRefrigSys_Cooling=Water Cooled; | PackageRefrigSys_TON=15;
20496 | D30 HVAC | D3030 COOLING GENERATING SYSTEMS | D303002 DIRECT EXPANSION SYSTEMS | Packaged Refrigerant System | EA | PackageRefrigSys_Type=DX; | PackageRefrigSys_Cooling=Water Cooled; | PackageRefrigSys_TON=20;
20497 | D30 HVAC | D3030 COOLING GENERATING SYSTEMS | D303002 DIRECT EXPANSION SYSTEMS | Packaged Refrigerant System | EA | PackageRefrigSys_Type=DX; | PackageRefrigSys_Cooling=Water Cooled; | PackageRefrigSys_TON=40;
20498 | D30 HVAC | D3030 COOLING GENERATING SYSTEMS | D303002 DIRECT EXPANSION SYSTEMS | Packaged Refrigerant System | EA | PackageRefrigSys_Type=DX; | PackageRefrigSys_Cooling=Water Cooled; | PackageRefrigSys_TON=80;
20499 | D30 HVAC | D3030 COOLING GENERATING SYSTEMS | D303002 DIRECT EXPANSION SYSTEMS | Packaged Refrigerant System | EA | PackageRefrigSys_Type=DX; | PackageRefrigSys_Cooling=Water Cooled; | PackageRefrigSys_TON=100;
20500 | D30 HVAC | D3030 COOLING GENERATING SYSTEMS | D303002 DIRECT EXPANSION SYSTEMS | Packaged Refrigerant System | EA | PackageRefrigSys_Type=DX; | PackageRefrigSys_Cooling=Air Cooled; | PackageRefrigSys_TON=30;
20501 | D30 HVAC | D3030 COOLING GENERATING SYSTEMS | D303002 DIRECT EXPANSION SYSTEMS | Packaged Refrigerant System | EA | PackageRefrigSys_Type=DX; | PackageRefrigSys_Cooling=Water Cooled; | PackageRefrigSys_TON=30;
20502 | D30 HVAC | D3030 COOLING GENERATING SYSTEMS | D303002 DIRECT EXPANSION SYSTEMS | Packaged Refrigerant System | EA | PackageRefrigSys_Type=DX; | PackageRefrigSys_Cooling=Air Cooled; | PackageRefrigSys_TON=5;
20503 | D30 HVAC | D3030 COOLING GENERATING SYSTEMS | D303002 DIRECT EXPANSION SYSTEMS | Packaged Refrigerant System | EA | PackageRefrigSys_Type=DX; | PackageRefrigSys_Cooling=Air Cooled; | PackageRefrigSys_TON=40;
20504 | D30 HVAC | D3030 COOLING GENERATING SYSTEMS | D303002 DIRECT EXPANSION SYSTEMS | Packaged Refrigerant System | EA | PackageRefrigSys_Type=DX; | PackageRefrigSys_Cooling=Air Cooled; | PackageRefrigSys_TON=50;
20505 | D30 HVAC | D3030 COOLING GENERATING SYSTEMS | D303002 DIRECT EXPANSION SYSTEMS | Packaged Refrigerant System | EA | PackageRefrigSys_Type=DX; | PackageRefrigSys_Cooling=Air Cooled; | PackageRefrigSys_TON=1.5;
20506 | D30 HVAC | D3030 COOLING GENERATING SYSTEMS | D303002 DIRECT EXPANSION SYSTEMS | Packaged Refrigerant System | EA | PackageRefrigSys_Type=DX; | PackageRefrigSys_Cooling=Air Cooled; | PackageRefrigSys_TON=2;
20507 | D30 HVAC | D3030 COOLING GENERATING SYSTEMS | D303002 DIRECT EXPANSION SYSTEMS | Packaged Refrigerant System | EA | PackageRefrigSys_Type=DX; | PackageRefrigSys_Cooling=Air Cooled; | PackageRefrigSys_TON=2.5;
20508 | D30 HVAC | D3030 COOLING GENERATING SYSTEMS | D303002 DIRECT EXPANSION SYSTEMS | Packaged Refrigerant System | EA | PackageRefrigSys_Type=DX; | PackageRefrigSys_Cooling=Air Cooled; | PackageRefrigSys_TON=3;
20509 | D30 HVAC | D3030 COOLING GENERATING SYSTEMS | D303002 DIRECT EXPANSION SYSTEMS | Packaged Refrigerant System | EA | PackageRefrigSys_Type=DX; | PackageRefrigSys_Cooling=Air Cooled; | PackageRefrigSys_TON=4;
20510 | D30 HVAC | D3030 COOLING GENERATING SYSTEMS | D303002 DIRECT EXPANSION SYSTEMS | Packaged Refrigerant System | EA | PackageRefrigSys_Type=DX; | PackageRefrigSys_Cooling=Air Cooled; | PackageRefrigSys_TON=7.5;
20511 | D30 HVAC | D3030 COOLING GENERATING SYSTEMS | D303002 DIRECT EXPANSION SYSTEMS | Packaged Refrigerant System | EA | PackageRefrigSys_Type=DX; | PackageRefrigSys_Cooling=Air Cooled; | PackageRefrigSys_TON=8.5;
20512 | D30 HVAC | D3030 COOLING GENERATING SYSTEMS | D303002 DIRECT EXPANSION SYSTEMS | Packaged Refrigerant System | EA | PackageRefrigSys_Type=DX; | PackageRefrigSys_Cooling=Air Cooled; | PackageRefrigSys_TON=10;
20513 | D30 HVAC | D3030 COOLING GENERATING SYSTEMS | D303002 DIRECT EXPANSION SYSTEMS | Packaged Refrigerant System | EA | PackageRefrigSys_Type=DX; | PackageRefrigSys_Cooling=Air Cooled; | PackageRefrigSys_TON=11;
20514 | D30 HVAC | D3030 COOLING GENERATING SYSTEMS | D303002 DIRECT EXPANSION SYSTEMS | Packaged Refrigerant System | EA | PackageRefrigSys_Type=DX; | PackageRefrigSys_Cooling=Air Cooled; | PackageRefrigSys_TON=15;
20515 | D30 HVAC | D3030 COOLING GENERATING SYSTEMS | D303002 DIRECT EXPANSION SYSTEMS | Packaged Refrigerant System | EA | PackageRefrigSys_Type=DX; | PackageRefrigSys_Cooling=Air Cooled; | PackageRefrigSys_TON=20;
20516 | D30 HVAC | D3030 COOLING GENERATING SYSTEMS | D303002 DIRECT EXPANSION SYSTEMS | Packaged Refrigerant System | EA | PackageRefrigSys_Type=DX; | PackageRefrigSys_Cooling=Air Cooled; | PackageRefrigSys_TON=25;
20517 | D30 HVAC | D3030 COOLING GENERATING SYSTEMS | D303002 DIRECT EXPANSION SYSTEMS | Packaged Refrigerant System | EA | PackageRefrigSys_Type=DX; | PackageRefrigSys_Cooling=Air Cooled; | PackageRefrigSys_TON=3.5;
21518 | D30 HVAC | D3030 COOLING GENERATING SYSTEMS | D303002 DIRECT EXPANSION SYSTEMS | Packaged Refrigerant System | EA | PackageRefrigSys_Type=DX;
60410 | D30 HVAC | D3030 COOLING GENERATING SYSTEMS | D303004 AUXILIARY EQUIPMENT | Chemical Feedwater | EA
60411 | D30 HVAC | D3030 COOLING GENERATING SYSTEMS | D303004 AUXILIARY EQUIPMENT | Chemical Feedwater | EA |  |  | PSIG=175 | Gal=5
60412 | D30 HVAC | D3030 COOLING GENERATING SYSTEMS | D303004 AUXILIARY EQUIPMENT | Chemical Feedwater | EA |  |  | PSIG=125 | Gal=1.7
60413 | D30 HVAC | D3030 COOLING GENERATING SYSTEMS | D303004 AUXILIARY EQUIPMENT | Chemical Feedwater | EA |  |  | PSIG=175 | Gal=12
60414 | D30 HVAC | D3030 COOLING GENERATING SYSTEMS | D303004 AUXILIARY EQUIPMENT | Chemical Feedwater | EA |  |  | PSIG=150 | Gal=5
60415 | D30 HVAC | D3030 COOLING GENERATING SYSTEMS | D303004 AUXILIARY EQUIPMENT | Chemical Feedwater | EA |  |  | PSIG=150 | Gal=10
60416 | D30 HVAC | D3030 COOLING GENERATING SYSTEMS | D303004 AUXILIARY EQUIPMENT | Chemical Feedwater | EA |  |  | PSIG=300 | Gal=5
60417 | D30 HVAC | D3030 COOLING GENERATING SYSTEMS | D303004 AUXILIARY EQUIPMENT | Chemical Feedwater | EA |  |  | PSIG=300 | Gal=10
60119 | D30 HVAC | D3030 COOLING GENERATING SYSTEMS | D303004 AUXILIARY EQUIPMENT | Expansion Tank | EA
60120 | D30 HVAC | D3030 COOLING GENERATING SYSTEMS | D303004 AUXILIARY EQUIPMENT | Expansion Tank | EA |  |  | ExpansionTank_GAL=100;
60121 | D30 HVAC | D3030 COOLING GENERATING SYSTEMS | D303004 AUXILIARY EQUIPMENT | Expansion Tank | EA |  |  | ExpansionTank_GAL=120;
60122 | D30 HVAC | D3030 COOLING GENERATING SYSTEMS | D303004 AUXILIARY EQUIPMENT | Expansion Tank | EA |  |  | ExpansionTank_GAL=125;
60123 | D30 HVAC | D3030 COOLING GENERATING SYSTEMS | D303004 AUXILIARY EQUIPMENT | Expansion Tank | EA |  |  | ExpansionTank_GAL=15;
60124 | D30 HVAC | D3030 COOLING GENERATING SYSTEMS | D303004 AUXILIARY EQUIPMENT | Expansion Tank | EA |  |  | ExpansionTank_GAL=175;
60125 | D30 HVAC | D3030 COOLING GENERATING SYSTEMS | D303004 AUXILIARY EQUIPMENT | Expansion Tank | EA |  |  | ExpansionTank_GAL=220;
60126 | D30 HVAC | D3030 COOLING GENERATING SYSTEMS | D303004 AUXILIARY EQUIPMENT | Expansion Tank | EA |  |  | ExpansionTank_GAL=24;
60127 | D30 HVAC | D3030 COOLING GENERATING SYSTEMS | D303004 AUXILIARY EQUIPMENT | Expansion Tank | EA |  |  | ExpansionTank_GAL=240;
60128 | D30 HVAC | D3030 COOLING GENERATING SYSTEMS | D303004 AUXILIARY EQUIPMENT | Expansion Tank | EA |  |  | ExpansionTank_GAL=30;
60129 | D30 HVAC | D3030 COOLING GENERATING SYSTEMS | D303004 AUXILIARY EQUIPMENT | Expansion Tank | EA |  |  | ExpansionTank_GAL=305;
60130 | D30 HVAC | D3030 COOLING GENERATING SYSTEMS | D303004 AUXILIARY EQUIPMENT | Expansion Tank | EA |  |  | ExpansionTank_GAL=40;
60131 | D30 HVAC | D3030 COOLING GENERATING SYSTEMS | D303004 AUXILIARY EQUIPMENT | Expansion Tank | EA |  |  | ExpansionTank_GAL=400;
60132 | D30 HVAC | D3030 COOLING GENERATING SYSTEMS | D303004 AUXILIARY EQUIPMENT | Expansion Tank | EA |  |  | ExpansionTank_GAL=60;
60133 | D30 HVAC | D3030 COOLING GENERATING SYSTEMS | D303004 AUXILIARY EQUIPMENT | Expansion Tank | EA |  |  | ExpansionTank_GAL=80;
41210 | D30 HVAC | D3030 COOLING GENERATING SYSTEMS | D303090 OTHER COOLING GENERATING SYSTEMS | Cooling Generation System | EA | CoolingSystem_Type=General;
21517 | D30 HVAC | D3030 COOLING GENERATING SYSTEMS | D303090 OTHER COOLING GENERATING SYSTEMS | Cooling Generation System | EA | CoolingSystem_Type=Other;
43210 | D30 HVAC | D3030 COOLING GENERATING SYSTEMS | D303090 OTHER COOLING GENERATING SYSTEMS | Cooling Generation System | EA | CoolingSystem_Type=Unknown;
40285 | D30 HVAC | D3030 COOLING GENERATING SYSTEMS | D303090 OTHER COOLING GENERATING SYSTEMS | Refrigerant Compressor | EA
40125 | D30 HVAC | D3040 DISTRIBUTION SYSTEMS | D304001 AIR DISTRIBUTION, HEATING & COOLING | Air Separator | EA
40126 | D30 HVAC | D3040 DISTRIBUTION SYSTEMS | D304001 AIR DISTRIBUTION, HEATING & COOLING | Air Separator | EA |  |  | AirSeparator_Diameter=2;
40127 | D30 HVAC | D3040 DISTRIBUTION SYSTEMS | D304001 AIR DISTRIBUTION, HEATING & COOLING | Air Separator | EA |  |  | AirSeparator_Diameter=2.5;
40128 | D30 HVAC | D3040 DISTRIBUTION SYSTEMS | D304001 AIR DISTRIBUTION, HEATING & COOLING | Air Separator | EA |  |  | AirSeparator_Diameter=3;
40129 | D30 HVAC | D3040 DISTRIBUTION SYSTEMS | D304001 AIR DISTRIBUTION, HEATING & COOLING | Air Separator | EA |  |  | AirSeparator_Diameter=4;
40130 | D30 HVAC | D3040 DISTRIBUTION SYSTEMS | D304001 AIR DISTRIBUTION, HEATING & COOLING | Air Separator | EA |  |  | AirSeparator_Diameter=5;
40131 | D30 HVAC | D3040 DISTRIBUTION SYSTEMS | D304001 AIR DISTRIBUTION, HEATING & COOLING | Air Separator | EA |  |  | AirSeparator_Diameter=6;
40132 | D30 HVAC | D3040 DISTRIBUTION SYSTEMS | D304001 AIR DISTRIBUTION, HEATING & COOLING | Air Separator | EA |  |  | AirSeparator_Diameter=8;
40133 | D30 HVAC | D3040 DISTRIBUTION SYSTEMS | D304001 AIR DISTRIBUTION, HEATING & COOLING | Air Separator | EA |  |  | AirSeparator_Diameter=10;
40134 | D30 HVAC | D3040 DISTRIBUTION SYSTEMS | D304001 AIR DISTRIBUTION, HEATING & COOLING | Air Separator | EA |  |  | AirSeparator_Diameter=12;
40266 | D30 HVAC | D3040 DISTRIBUTION SYSTEMS | D304001 AIR DISTRIBUTION, HEATING & COOLING | Damper | EA | Damper_Type=Fire;
60221 | D30 HVAC | D3040 DISTRIBUTION SYSTEMS | D304001 AIR DISTRIBUTION, HEATING & COOLING | Damper | EA | Damper_Type=Fire; | Damper_Subtype=Curtain type; | Len_IN=6; | Width_IN=6;
60222 | D30 HVAC | D3040 DISTRIBUTION SYSTEMS | D304001 AIR DISTRIBUTION, HEATING & COOLING | Damper | EA | Damper_Type=Fire; | Damper_Subtype=Curtain type; | Len_IN=8; | Width_IN=6;
60223 | D30 HVAC | D3040 DISTRIBUTION SYSTEMS | D304001 AIR DISTRIBUTION, HEATING & COOLING | Damper | EA | Damper_Type=Fire; | Damper_Subtype=Curtain type; | Len_IN=12; | Width_IN=6;
60224 | D30 HVAC | D3040 DISTRIBUTION SYSTEMS | D304001 AIR DISTRIBUTION, HEATING & COOLING | Damper | EA | Damper_Type=Fire; | Damper_Subtype=Curtain type; | Len_IN=20; | Width_IN=6;
60225 | D30 HVAC | D3040 DISTRIBUTION SYSTEMS | D304001 AIR DISTRIBUTION, HEATING & COOLING | Damper | EA | Damper_Type=Fire; | Damper_Subtype=Curtain type; | Len_IN=12; | Width_IN=8;
60226 | D30 HVAC | D3040 DISTRIBUTION SYSTEMS | D304001 AIR DISTRIBUTION, HEATING & COOLING | Damper | EA | Damper_Type=Fire; | Damper_Subtype=Curtain type; | Len_IN=24; | Width_IN=8;
60227 | D30 HVAC | D3040 DISTRIBUTION SYSTEMS | D304001 AIR DISTRIBUTION, HEATING & COOLING | Damper | EA | Damper_Type=Fire; | Damper_Subtype=Curtain type; | Len_IN=12; | Width_IN=10;
60229 | D30 HVAC | D3040 DISTRIBUTION SYSTEMS | D304001 AIR DISTRIBUTION, HEATING & COOLING | Damper | EA | Damper_Type=Fire; | Damper_Subtype=Curtain type; | Len_IN=36; | Width_IN=10;
60230 | D30 HVAC | D3040 DISTRIBUTION SYSTEMS | D304001 AIR DISTRIBUTION, HEATING & COOLING | Damper | EA | Damper_Type=Fire; | Damper_Subtype=Curtain type; | Len_IN=16; | Width_IN=12;
60231 | D30 HVAC | D3040 DISTRIBUTION SYSTEMS | D304001 AIR DISTRIBUTION, HEATING & COOLING | Damper | EA | Damper_Type=Fire; | Damper_Subtype=Curtain type; | Len_IN=24; | Width_IN=12;
60232 | D30 HVAC | D3040 DISTRIBUTION SYSTEMS | D304001 AIR DISTRIBUTION, HEATING & COOLING | Damper | EA | Damper_Type=Fire; | Damper_Subtype=Curtain type; | Len_IN=48; | Width_IN=12;
60233 | D30 HVAC | D3040 DISTRIBUTION SYSTEMS | D304001 AIR DISTRIBUTION, HEATING & COOLING | Damper | EA | Damper_Type=Fire; | Damper_Subtype=Curtain type; | Len_IN=16; | Width_IN=14;
60234 | D30 HVAC | D3040 DISTRIBUTION SYSTEMS | D304001 AIR DISTRIBUTION, HEATING & COOLING | Damper | EA | Damper_Type=Fire; | Damper_Subtype=Curtain type; | Len_IN=24; | Width_IN=14;
60235 | D30 HVAC | D3040 DISTRIBUTION SYSTEMS | D304001 AIR DISTRIBUTION, HEATING & COOLING | Damper | EA | Damper_Type=Fire; | Damper_Subtype=Curtain type; | Len_IN=30; | Width_IN=14;
60236 | D30 HVAC | D3040 DISTRIBUTION SYSTEMS | D304001 AIR DISTRIBUTION, HEATING & COOLING | Damper | EA | Damper_Type=Fire; | Damper_Subtype=Curtain type; | Len_IN=18; | Width_IN=16;
60237 | D30 HVAC | D3040 DISTRIBUTION SYSTEMS | D304001 AIR DISTRIBUTION, HEATING & COOLING | Damper | EA | Damper_Type=Fire; | Damper_Subtype=Curtain type; | Len_IN=24; | Width_IN=16;
60238 | D30 HVAC | D3040 DISTRIBUTION SYSTEMS | D304001 AIR DISTRIBUTION, HEATING & COOLING | Damper | EA | Damper_Type=Fire; | Damper_Subtype=Curtain type; | Len_IN=36; | Width_IN=16;
60239 | D30 HVAC | D3040 DISTRIBUTION SYSTEMS | D304001 AIR DISTRIBUTION, HEATING & COOLING | Damper | EA | Damper_Type=Fire; | Damper_Subtype=Curtain type; | Len_IN=24; | Width_IN=18;
60240 | D30 HVAC | D3040 DISTRIBUTION SYSTEMS | D304001 AIR DISTRIBUTION, HEATING & COOLING | Damper | EA | Damper_Type=Fire; | Damper_Subtype=Curtain type; | Len_IN=48; | Width_IN=18;
60241 | D30 HVAC | D3040 DISTRIBUTION SYSTEMS | D304001 AIR DISTRIBUTION, HEATING & COOLING | Damper | EA | Damper_Type=Fire; | Damper_Subtype=Curtain type; | Len_IN=24; | Width_IN=20;
60242 | D30 HVAC | D3040 DISTRIBUTION SYSTEMS | D304001 AIR DISTRIBUTION, HEATING & COOLING | Damper | EA | Damper_Type=Fire; | Damper_Subtype=Curtain type; | Len_IN=36; | Width_IN=20;
60243 | D30 HVAC | D3040 DISTRIBUTION SYSTEMS | D304001 AIR DISTRIBUTION, HEATING & COOLING | Damper | EA | Damper_Type=Fire; | Damper_Subtype=Curtain type; | Len_IN=24; | Width_IN=22;
60244 | D30 HVAC | D3040 DISTRIBUTION SYSTEMS | D304001 AIR DISTRIBUTION, HEATING & COOLING | Damper | EA | Damper_Type=Fire; | Damper_Subtype=Curtain type; | Len_IN=30; | Width_IN=22;
60245 | D30 HVAC | D3040 DISTRIBUTION SYSTEMS | D304001 AIR DISTRIBUTION, HEATING & COOLING | Damper | EA | Damper_Type=Fire; | Damper_Subtype=Curtain type; | Len_IN=26; | Width_IN=24;
60246 | D30 HVAC | D3040 DISTRIBUTION SYSTEMS | D304001 AIR DISTRIBUTION, HEATING & COOLING | Damper | EA | Damper_Type=Fire; | Damper_Subtype=Curtain type; | Len_IN=48; | Width_IN=24;
60247 | D30 HVAC | D3040 DISTRIBUTION SYSTEMS | D304001 AIR DISTRIBUTION, HEATING & COOLING | Damper | EA | Damper_Type=Fire; | Damper_Subtype=Curtain type; | Len_IN=28; | Width_IN=26;
60248 | D30 HVAC | D3040 DISTRIBUTION SYSTEMS | D304001 AIR DISTRIBUTION, HEATING & COOLING | Damper | EA | Damper_Type=Fire; | Damper_Subtype=Curtain type; | Len_IN=30; | Width_IN=28;
60249 | D30 HVAC | D3040 DISTRIBUTION SYSTEMS | D304001 AIR DISTRIBUTION, HEATING & COOLING | Damper | EA | Damper_Type=Fire; | Damper_Subtype=Curtain type; | Len_IN=48; | Width_IN=30;
60250 | D30 HVAC | D3040 DISTRIBUTION SYSTEMS | D304001 AIR DISTRIBUTION, HEATING & COOLING | Damper | EA | Damper_Type=Fire; | Damper_Subtype=Curtain type; | Len_IN=48; | Width_IN=36;
60251 | D30 HVAC | D3040 DISTRIBUTION SYSTEMS | D304001 AIR DISTRIBUTION, HEATING & COOLING | Damper | EA | Damper_Type=Fire; | Damper_Subtype=Curtain type; | Len_IN=44; | Width_IN=44;
60252 | D30 HVAC | D3040 DISTRIBUTION SYSTEMS | D304001 AIR DISTRIBUTION, HEATING & COOLING | Damper | EA | Damper_Type=Fire; | Damper_Subtype=Curtain type; | Len_IN=48; | Width_IN=48;
60253 | D30 HVAC | D3040 DISTRIBUTION SYSTEMS | D304001 AIR DISTRIBUTION, HEATING & COOLING | Damper | EA | Damper_Type=Fire; | Damper_Subtype=Power Open-Spring Close; | Len_IN=8; | Width_IN=8;
60254 | D30 HVAC | D3040 DISTRIBUTION SYSTEMS | D304001 AIR DISTRIBUTION, HEATING & COOLING | Damper | EA | Damper_Type=Fire; | Damper_Subtype=Power Open-Spring Close; | Len_IN=16; | Width_IN=8;
60255 | D30 HVAC | D3040 DISTRIBUTION SYSTEMS | D304001 AIR DISTRIBUTION, HEATING & COOLING | Damper | EA | Damper_Type=Fire; | Damper_Subtype=Power Open-Spring Close; | Len_IN=18; | Width_IN=8;
60256 | D30 HVAC | D3040 DISTRIBUTION SYSTEMS | D304001 AIR DISTRIBUTION, HEATING & COOLING | Damper | EA | Damper_Type=Fire; | Damper_Subtype=Power Open-Spring Close; | Len_IN=20; | Width_IN=8;
60257 | D30 HVAC | D3040 DISTRIBUTION SYSTEMS | D304001 AIR DISTRIBUTION, HEATING & COOLING | Damper | EA | Damper_Type=Fire; | Damper_Subtype=Power Open-Spring Close; | Len_IN=10; | Width_IN=10;
60258 | D30 HVAC | D3040 DISTRIBUTION SYSTEMS | D304001 AIR DISTRIBUTION, HEATING & COOLING | Damper | EA | Damper_Type=Fire; | Damper_Subtype=Power Open-Spring Close; | Len_IN=24; | Width_IN=10;
60259 | D30 HVAC | D3040 DISTRIBUTION SYSTEMS | D304001 AIR DISTRIBUTION, HEATING & COOLING | Damper | EA | Damper_Type=Fire; | Damper_Subtype=Power Open-Spring Close; | Len_IN=30; | Width_IN=10;
60260 | D30 HVAC | D3040 DISTRIBUTION SYSTEMS | D304001 AIR DISTRIBUTION, HEATING & COOLING | Damper | EA | Damper_Type=Fire; | Damper_Subtype=Power Open-Spring Close; | Len_IN=12; | Width_IN=12;
60261 | D30 HVAC | D3040 DISTRIBUTION SYSTEMS | D304001 AIR DISTRIBUTION, HEATING & COOLING | Damper | EA | Damper_Type=Fire; | Damper_Subtype=Power Open-Spring Close; | Len_IN=18; | Width_IN=12;
60262 | D30 HVAC | D3040 DISTRIBUTION SYSTEMS | D304001 AIR DISTRIBUTION, HEATING & COOLING | Damper | EA | Damper_Type=Fire; | Damper_Subtype=Power Open-Spring Close; | Len_IN=24; | Width_IN=12;
60263 | D30 HVAC | D3040 DISTRIBUTION SYSTEMS | D304001 AIR DISTRIBUTION, HEATING & COOLING | Damper | EA | Damper_Type=Fire; | Damper_Subtype=Power Open-Spring Close; | Len_IN=30; | Width_IN=12;
60264 | D30 HVAC | D3040 DISTRIBUTION SYSTEMS | D304001 AIR DISTRIBUTION, HEATING & COOLING | Damper | EA | Damper_Type=Fire; | Damper_Subtype=Power Open-Spring Close; | Len_IN=14; | Width_IN=14;
60265 | D30 HVAC | D3040 DISTRIBUTION SYSTEMS | D304001 AIR DISTRIBUTION, HEATING & COOLING | Damper | EA | Damper_Type=Fire; | Damper_Subtype=Power Open-Spring Close; | Len_IN=16; | Width_IN=14;
60266 | D30 HVAC | D3040 DISTRIBUTION SYSTEMS | D304001 AIR DISTRIBUTION, HEATING & COOLING | Damper | EA | Damper_Type=Fire; | Damper_Subtype=Power Open-Spring Close; | Len_IN=20; | Width_IN=14;
60267 | D30 HVAC | D3040 DISTRIBUTION SYSTEMS | D304001 AIR DISTRIBUTION, HEATING & COOLING | Damper | EA | Damper_Type=Fire; | Damper_Subtype=Power Open-Spring Close; | Len_IN=24; | Width_IN=14;
60268 | D30 HVAC | D3040 DISTRIBUTION SYSTEMS | D304001 AIR DISTRIBUTION, HEATING & COOLING | Damper | EA | Damper_Type=Fire; | Damper_Subtype=Power Open-Spring Close; | Len_IN=30; | Width_IN=14;
60269 | D30 HVAC | D3040 DISTRIBUTION SYSTEMS | D304001 AIR DISTRIBUTION, HEATING & COOLING | Damper | EA | Damper_Type=Fire; | Damper_Subtype=Power Open-Spring Close; | Len_IN=16; | Width_IN=16;
60270 | D30 HVAC | D3040 DISTRIBUTION SYSTEMS | D304001 AIR DISTRIBUTION, HEATING & COOLING | Damper | EA | Damper_Type=Fire; | Damper_Subtype=Power Open-Spring Close; | Len_IN=20; | Width_IN=16;
60271 | D30 HVAC | D3040 DISTRIBUTION SYSTEMS | D304001 AIR DISTRIBUTION, HEATING & COOLING | Damper | EA | Damper_Type=Fire; | Damper_Subtype=Power Open-Spring Close; | Len_IN=24; | Width_IN=16;
60272 | D30 HVAC | D3040 DISTRIBUTION SYSTEMS | D304001 AIR DISTRIBUTION, HEATING & COOLING | Damper | EA | Damper_Type=Fire; | Damper_Subtype=Power Open-Spring Close; | Len_IN=30; | Width_IN=16;
60273 | D30 HVAC | D3040 DISTRIBUTION SYSTEMS | D304001 AIR DISTRIBUTION, HEATING & COOLING | Damper | EA | Damper_Type=Fire; | Damper_Subtype=Power Open-Spring Close; | Len_IN=18; | Width_IN=18;
60274 | D30 HVAC | D3040 DISTRIBUTION SYSTEMS | D304001 AIR DISTRIBUTION, HEATING & COOLING | Damper | EA | Damper_Type=Fire; | Damper_Subtype=Power Open-Spring Close; | Len_IN=24; | Width_IN=18;
60275 | D30 HVAC | D3040 DISTRIBUTION SYSTEMS | D304001 AIR DISTRIBUTION, HEATING & COOLING | Damper | EA | Damper_Type=Fire; | Damper_Subtype=Power Open-Spring Close; | Len_IN=36; | Width_IN=18;
60276 | D30 HVAC | D3040 DISTRIBUTION SYSTEMS | D304001 AIR DISTRIBUTION, HEATING & COOLING | Damper | EA | Damper_Type=Fire; | Damper_Subtype=Power Open-Spring Close; | Len_IN=20; | Width_IN=20;
60277 | D30 HVAC | D3040 DISTRIBUTION SYSTEMS | D304001 AIR DISTRIBUTION, HEATING & COOLING | Damper | EA | Damper_Type=Fire; | Damper_Subtype=Power Open-Spring Close; | Len_IN=24; | Width_IN=20;
60278 | D30 HVAC | D3040 DISTRIBUTION SYSTEMS | D304001 AIR DISTRIBUTION, HEATING & COOLING | Damper | EA | Damper_Type=Fire; | Damper_Subtype=Power Open-Spring Close; | Len_IN=30; | Width_IN=20;
60279 | D30 HVAC | D3040 DISTRIBUTION SYSTEMS | D304001 AIR DISTRIBUTION, HEATING & COOLING | Damper | EA | Damper_Type=Fire; | Damper_Subtype=Power Open-Spring Close; | Len_IN=36; | Width_IN=20;
60280 | D30 HVAC | D3040 DISTRIBUTION SYSTEMS | D304001 AIR DISTRIBUTION, HEATING & COOLING | Damper | EA | Damper_Type=Fire; | Damper_Subtype=Power Open-Spring Close; | Len_IN=24; | Width_IN=24;
60281 | D30 HVAC | D3040 DISTRIBUTION SYSTEMS | D304001 AIR DISTRIBUTION, HEATING & COOLING | Damper | EA | Damper_Type=Fire; | Damper_Subtype=Power Open-Spring Close; | Len_IN=30; | Width_IN=24;
60282 | D30 HVAC | D3040 DISTRIBUTION SYSTEMS | D304001 AIR DISTRIBUTION, HEATING & COOLING | Damper | EA | Damper_Type=Fire; | Damper_Subtype=Power Open-Spring Close; | Len_IN=36; | Width_IN=24;
60283 | D30 HVAC | D3040 DISTRIBUTION SYSTEMS | D304001 AIR DISTRIBUTION, HEATING & COOLING | Damper | EA | Damper_Type=Fire; | Damper_Subtype=Power Open-Spring Close; | Len_IN=36; | Width_IN=30;
60284 | D30 HVAC | D3040 DISTRIBUTION SYSTEMS | D304001 AIR DISTRIBUTION, HEATING & COOLING | Damper | EA | Damper_Type=Fire; | Damper_Subtype=Power Open-Spring Close; | Len_IN=40; | Width_IN=36;
60285 | D30 HVAC | D3040 DISTRIBUTION SYSTEMS | D304001 AIR DISTRIBUTION, HEATING & COOLING | Damper | EA | Damper_Type=Fire; | Damper_Subtype=Power Open-Spring Close; | Len_IN=48; | Width_IN=48;
60286 | D30 HVAC | D3040 DISTRIBUTION SYSTEMS | D304001 AIR DISTRIBUTION, HEATING & COOLING | Damper | EA | Damper_Type=Volume Control; | Damper_Subtype=Opposed Blade; | Len_IN=8; | Width_IN=6;
60287 | D30 HVAC | D3040 DISTRIBUTION SYSTEMS | D304001 AIR DISTRIBUTION, HEATING & COOLING | Damper | EA | Damper_Type=Volume Control; | Damper_Subtype=Opposed Blade; | Len_IN=8; | Width_IN=8;
60288 | D30 HVAC | D3040 DISTRIBUTION SYSTEMS | D304001 AIR DISTRIBUTION, HEATING & COOLING | Damper | EA | Damper_Type=Volume Control; | Damper_Subtype=Opposed Blade; | Len_IN=10; | Width_IN=10;
60289 | D30 HVAC | D3040 DISTRIBUTION SYSTEMS | D304001 AIR DISTRIBUTION, HEATING & COOLING | Damper | EA | Damper_Type=Volume Control; | Damper_Subtype=Opposed Blade; | Len_IN=12; | Width_IN=12;
60290 | D30 HVAC | D3040 DISTRIBUTION SYSTEMS | D304001 AIR DISTRIBUTION, HEATING & COOLING | Damper | EA | Damper_Type=Volume Control; | Damper_Subtype=Opposed Blade; | Len_IN=12; | Width_IN=18;
60291 | D30 HVAC | D3040 DISTRIBUTION SYSTEMS | D304001 AIR DISTRIBUTION, HEATING & COOLING | Damper | EA | Damper_Type=Volume Control; | Damper_Subtype=Opposed Blade; | Len_IN=14; | Width_IN=10;
60292 | D30 HVAC | D3040 DISTRIBUTION SYSTEMS | D304001 AIR DISTRIBUTION, HEATING & COOLING | Damper | EA | Damper_Type=Volume Control; | Damper_Subtype=Opposed Blade; | Len_IN=14; | Width_IN=14;
60293 | D30 HVAC | D3040 DISTRIBUTION SYSTEMS | D304001 AIR DISTRIBUTION, HEATING & COOLING | Damper | EA | Damper_Type=Volume Control; | Damper_Subtype=Opposed Blade; | Len_IN=16; | Width_IN=12;
60294 | D30 HVAC | D3040 DISTRIBUTION SYSTEMS | D304001 AIR DISTRIBUTION, HEATING & COOLING | Damper | EA | Damper_Type=Volume Control; | Damper_Subtype=Opposed Blade; | Len_IN=16; | Width_IN=16;
60295 | D30 HVAC | D3040 DISTRIBUTION SYSTEMS | D304001 AIR DISTRIBUTION, HEATING & COOLING | Damper | EA | Damper_Type=Volume Control; | Damper_Subtype=Opposed Blade; | Len_IN=18; | Width_IN=16;
60296 | D30 HVAC | D3040 DISTRIBUTION SYSTEMS | D304001 AIR DISTRIBUTION, HEATING & COOLING | Damper | EA | Damper_Type=Volume Control; | Damper_Subtype=Opposed Blade; | Len_IN=18; | Width_IN=18;
60297 | D30 HVAC | D3040 DISTRIBUTION SYSTEMS | D304001 AIR DISTRIBUTION, HEATING & COOLING | Damper | EA | Damper_Type=Volume Control; | Damper_Subtype=Opposed Blade; | Len_IN=18; | Width_IN=24;
60298 | D30 HVAC | D3040 DISTRIBUTION SYSTEMS | D304001 AIR DISTRIBUTION, HEATING & COOLING | Damper | EA | Damper_Type=Volume Control; | Damper_Subtype=Opposed Blade; | Len_IN=18; | Width_IN=28;
60299 | D30 HVAC | D3040 DISTRIBUTION SYSTEMS | D304001 AIR DISTRIBUTION, HEATING & COOLING | Damper | EA | Damper_Type=Volume Control; | Damper_Subtype=Opposed Blade; | Len_IN=20; | Width_IN=16;
60300 | D30 HVAC | D3040 DISTRIBUTION SYSTEMS | D304001 AIR DISTRIBUTION, HEATING & COOLING | Damper | EA | Damper_Type=Volume Control; | Damper_Subtype=Opposed Blade; | Len_IN=20; | Width_IN=20;
60301 | D30 HVAC | D3040 DISTRIBUTION SYSTEMS | D304001 AIR DISTRIBUTION, HEATING & COOLING | Damper | EA | Damper_Type=Volume Control; | Damper_Subtype=Opposed Blade; | Len_IN=22; | Width_IN=18;
60302 | D30 HVAC | D3040 DISTRIBUTION SYSTEMS | D304001 AIR DISTRIBUTION, HEATING & COOLING | Damper | EA | Damper_Type=Volume Control; | Damper_Subtype=Opposed Blade; | Len_IN=24; | Width_IN=16;
60303 | D30 HVAC | D3040 DISTRIBUTION SYSTEMS | D304001 AIR DISTRIBUTION, HEATING & COOLING | Damper | EA | Damper_Type=Volume Control; | Damper_Subtype=Opposed Blade; | Len_IN=24; | Width_IN=20;
60304 | D30 HVAC | D3040 DISTRIBUTION SYSTEMS | D304001 AIR DISTRIBUTION, HEATING & COOLING | Damper | EA | Damper_Type=Volume Control; | Damper_Subtype=Opposed Blade; | Len_IN=24; | Width_IN=24;
60305 | D30 HVAC | D3040 DISTRIBUTION SYSTEMS | D304001 AIR DISTRIBUTION, HEATING & COOLING | Damper | EA | Damper_Type=Volume Control; | Damper_Subtype=Opposed Blade; | Len_IN=24; | Width_IN=28;
60306 | D30 HVAC | D3040 DISTRIBUTION SYSTEMS | D304001 AIR DISTRIBUTION, HEATING & COOLING | Damper | EA | Damper_Type=Volume Control; | Damper_Subtype=Opposed Blade; | Len_IN=26; | Width_IN=26;
60307 | D30 HVAC | D3040 DISTRIBUTION SYSTEMS | D304001 AIR DISTRIBUTION, HEATING & COOLING | Damper | EA | Damper_Type=Volume Control; | Damper_Subtype=Opposed Blade; | Len_IN=28; | Width_IN=28;
60308 | D30 HVAC | D3040 DISTRIBUTION SYSTEMS | D304001 AIR DISTRIBUTION, HEATING & COOLING | Damper | EA | Damper_Type=Volume Control; | Damper_Subtype=Opposed Blade; | Len_IN=30; | Width_IN=18;
60309 | D30 HVAC | D3040 DISTRIBUTION SYSTEMS | D304001 AIR DISTRIBUTION, HEATING & COOLING | Damper | EA | Damper_Type=Volume Control; | Damper_Subtype=Opposed Blade; | Len_IN=30; | Width_IN=24;
60310 | D30 HVAC | D3040 DISTRIBUTION SYSTEMS | D304001 AIR DISTRIBUTION, HEATING & COOLING | Damper | EA | Damper_Type=Volume Control; | Damper_Subtype=Opposed Blade; | Len_IN=30; | Width_IN=30;
60311 | D30 HVAC | D3040 DISTRIBUTION SYSTEMS | D304001 AIR DISTRIBUTION, HEATING & COOLING | Damper | EA | Damper_Type=Volume Control; | Damper_Subtype=Opposed Blade; | Len_IN=32; | Width_IN=32;
60312 | D30 HVAC | D3040 DISTRIBUTION SYSTEMS | D304001 AIR DISTRIBUTION, HEATING & COOLING | Damper | EA | Damper_Type=Volume Control; | Damper_Subtype=Opposed Blade; | Len_IN=36; | Width_IN=12;
60313 | D30 HVAC | D3040 DISTRIBUTION SYSTEMS | D304001 AIR DISTRIBUTION, HEATING & COOLING | Damper | EA | Damper_Type=Volume Control; | Damper_Subtype=Opposed Blade; | Len_IN=36; | Width_IN=16;
60314 | D30 HVAC | D3040 DISTRIBUTION SYSTEMS | D304001 AIR DISTRIBUTION, HEATING & COOLING | Damper | EA | Damper_Type=Volume Control; | Damper_Subtype=Opposed Blade; | Len_IN=36; | Width_IN=36;
60315 | D30 HVAC | D3040 DISTRIBUTION SYSTEMS | D304001 AIR DISTRIBUTION, HEATING & COOLING | Damper | EA | Damper_Type=Volume Control; | Damper_Subtype=Opposed Blade; | Len_IN=44; | Width_IN=28;
60316 | D30 HVAC | D3040 DISTRIBUTION SYSTEMS | D304001 AIR DISTRIBUTION, HEATING & COOLING | Damper | EA | Damper_Type=Volume Control; | Damper_Subtype=Opposed Blade; | Len_IN=48; | Width_IN=36;
60317 | D30 HVAC | D3040 DISTRIBUTION SYSTEMS | D304001 AIR DISTRIBUTION, HEATING & COOLING | Damper | EA | Damper_Type=Volume Control; | Damper_Subtype=Opposed Blade; | Len_IN=56; | Width_IN=36;
60318 | D30 HVAC | D3040 DISTRIBUTION SYSTEMS | D304001 AIR DISTRIBUTION, HEATING & COOLING | Damper | EA | Damper_Type=Volume Control; | Damper_Subtype=Opposed Blade; | Len_IN=60; | Width_IN=36;
60319 | D30 HVAC | D3040 DISTRIBUTION SYSTEMS | D304001 AIR DISTRIBUTION, HEATING & COOLING | Damper | EA | Damper_Type=Volume Control; | Damper_Subtype=Opposed Blade; | Len_IN=60; | Width_IN=44;
60320 | D30 HVAC | D3040 DISTRIBUTION SYSTEMS | D304001 AIR DISTRIBUTION, HEATING & COOLING | Damper | EA | Damper_Type=Volume Control; | Damper_Subtype=Motorized; | Len_IN=8; | Width_IN=6;
60321 | D30 HVAC | D3040 DISTRIBUTION SYSTEMS | D304001 AIR DISTRIBUTION, HEATING & COOLING | Damper | EA | Damper_Type=Volume Control; | Damper_Subtype=Motorized; | Len_IN=10; | Width_IN=6;
60322 | D30 HVAC | D3040 DISTRIBUTION SYSTEMS | D304001 AIR DISTRIBUTION, HEATING & COOLING | Damper | EA | Damper_Type=Volume Control; | Damper_Subtype=Motorized; | Len_IN=10; | Width_IN=10;
60323 | D30 HVAC | D3040 DISTRIBUTION SYSTEMS | D304001 AIR DISTRIBUTION, HEATING & COOLING | Damper | EA | Damper_Type=Volume Control; | Damper_Subtype=Motorized; | Len_IN=12; | Width_IN=12;
60324 | D30 HVAC | D3040 DISTRIBUTION SYSTEMS | D304001 AIR DISTRIBUTION, HEATING & COOLING | Damper | EA | Damper_Type=Volume Control; | Damper_Subtype=Motorized; | Len_IN=12; | Width_IN=16;
60325 | D30 HVAC | D3040 DISTRIBUTION SYSTEMS | D304001 AIR DISTRIBUTION, HEATING & COOLING | Damper | EA | Damper_Type=Volume Control; | Damper_Subtype=Motorized; | Len_IN=16; | Width_IN=10;
60326 | D30 HVAC | D3040 DISTRIBUTION SYSTEMS | D304001 AIR DISTRIBUTION, HEATING & COOLING | Damper | EA | Damper_Type=Volume Control; | Damper_Subtype=Motorized; | Len_IN=16; | Width_IN=14;
60327 | D30 HVAC | D3040 DISTRIBUTION SYSTEMS | D304001 AIR DISTRIBUTION, HEATING & COOLING | Damper | EA | Damper_Type=Volume Control; | Damper_Subtype=Motorized; | Len_IN=16; | Width_IN=18;
60328 | D30 HVAC | D3040 DISTRIBUTION SYSTEMS | D304001 AIR DISTRIBUTION, HEATING & COOLING | Damper | EA | Damper_Type=Volume Control; | Damper_Subtype=Motorized; | Len_IN=18; | Width_IN=12;
60329 | D30 HVAC | D3040 DISTRIBUTION SYSTEMS | D304001 AIR DISTRIBUTION, HEATING & COOLING | Damper | EA | Damper_Type=Volume Control; | Damper_Subtype=Motorized; | Len_IN=18; | Width_IN=18;
60330 | D30 HVAC | D3040 DISTRIBUTION SYSTEMS | D304001 AIR DISTRIBUTION, HEATING & COOLING | Damper | EA | Damper_Type=Volume Control; | Damper_Subtype=Motorized; | Len_IN=20; | Width_IN=14;
60331 | D30 HVAC | D3040 DISTRIBUTION SYSTEMS | D304001 AIR DISTRIBUTION, HEATING & COOLING | Damper | EA | Damper_Type=Volume Control; | Damper_Subtype=Motorized; | Len_IN=20; | Width_IN=18;
60332 | D30 HVAC | D3040 DISTRIBUTION SYSTEMS | D304001 AIR DISTRIBUTION, HEATING & COOLING | Damper | EA | Damper_Type=Volume Control; | Damper_Subtype=Motorized; | Len_IN=24; | Width_IN=12;
60333 | D30 HVAC | D3040 DISTRIBUTION SYSTEMS | D304001 AIR DISTRIBUTION, HEATING & COOLING | Damper | EA | Damper_Type=Volume Control; | Damper_Subtype=Motorized; | Len_IN=24; | Width_IN=18;
60334 | D30 HVAC | D3040 DISTRIBUTION SYSTEMS | D304001 AIR DISTRIBUTION, HEATING & COOLING | Damper | EA | Damper_Type=Volume Control; | Damper_Subtype=Motorized; | Len_IN=24; | Width_IN=24;
60335 | D30 HVAC | D3040 DISTRIBUTION SYSTEMS | D304001 AIR DISTRIBUTION, HEATING & COOLING | Damper | EA | Damper_Type=Volume Control; | Damper_Subtype=Motorized; | Len_IN=28; | Width_IN=10;
60336 | D30 HVAC | D3040 DISTRIBUTION SYSTEMS | D304001 AIR DISTRIBUTION, HEATING & COOLING | Damper | EA | Damper_Type=Volume Control; | Damper_Subtype=Motorized; | Len_IN=28; | Width_IN=16;
60337 | D30 HVAC | D3040 DISTRIBUTION SYSTEMS | D304001 AIR DISTRIBUTION, HEATING & COOLING | Damper | EA | Damper_Type=Volume Control; | Damper_Subtype=Motorized; | Len_IN=30; | Width_IN=14;
60338 | D30 HVAC | D3040 DISTRIBUTION SYSTEMS | D304001 AIR DISTRIBUTION, HEATING & COOLING | Damper | EA | Damper_Type=Volume Control; | Damper_Subtype=Motorized; | Len_IN=30; | Width_IN=18;
60339 | D30 HVAC | D3040 DISTRIBUTION SYSTEMS | D304001 AIR DISTRIBUTION, HEATING & COOLING | Damper | EA | Damper_Type=Volume Control; | Damper_Subtype=Motorized; | Len_IN=30; | Width_IN=24;
60340 | D30 HVAC | D3040 DISTRIBUTION SYSTEMS | D304001 AIR DISTRIBUTION, HEATING & COOLING | Damper | EA | Damper_Type=Volume Control; | Damper_Subtype=Parallel Blade; | Len_IN=8; | Width_IN=8;
60341 | D30 HVAC | D3040 DISTRIBUTION SYSTEMS | D304001 AIR DISTRIBUTION, HEATING & COOLING | Damper | EA | Damper_Type=Volume Control; | Damper_Subtype=Parallel Blade; | Len_IN=12; | Width_IN=8;
60342 | D30 HVAC | D3040 DISTRIBUTION SYSTEMS | D304001 AIR DISTRIBUTION, HEATING & COOLING | Damper | EA | Damper_Type=Volume Control; | Damper_Subtype=Parallel Blade; | Len_IN=16; | Width_IN=10;
60343 | D30 HVAC | D3040 DISTRIBUTION SYSTEMS | D304001 AIR DISTRIBUTION, HEATING & COOLING | Damper | EA | Damper_Type=Volume Control; | Damper_Subtype=Parallel Blade; | Len_IN=18; | Width_IN=12;
60344 | D30 HVAC | D3040 DISTRIBUTION SYSTEMS | D304001 AIR DISTRIBUTION, HEATING & COOLING | Damper | EA | Damper_Type=Volume Control; | Damper_Subtype=Parallel Blade; | Len_IN=22; | Width_IN=12;
60345 | D30 HVAC | D3040 DISTRIBUTION SYSTEMS | D304001 AIR DISTRIBUTION, HEATING & COOLING | Damper | EA | Damper_Type=Volume Control; | Damper_Subtype=Parallel Blade; | Len_IN=24; | Width_IN=16;
60346 | D30 HVAC | D3040 DISTRIBUTION SYSTEMS | D304001 AIR DISTRIBUTION, HEATING & COOLING | Damper | EA | Damper_Type=Volume Control; | Damper_Subtype=Parallel Blade; | Len_IN=28; | Width_IN=16;
60347 | D30 HVAC | D3040 DISTRIBUTION SYSTEMS | D304001 AIR DISTRIBUTION, HEATING & COOLING | Damper | EA | Damper_Type=Volume Control; | Damper_Subtype=Parallel Blade; | Len_IN=30; | Width_IN=16;
60348 | D30 HVAC | D3040 DISTRIBUTION SYSTEMS | D304001 AIR DISTRIBUTION, HEATING & COOLING | Damper | EA | Damper_Type=Volume Control; | Damper_Subtype=Parallel Blade; | Len_IN=30; | Width_IN=18;
20658 | D30 HVAC | D3040 DISTRIBUTION SYSTEMS | D304001 AIR DISTRIBUTION, HEATING & COOLING | Dehumidifier | EA |  |  | Dehumidifier_lbsPerHr=137.5; | Dehumidifier_CFM=4500;
20659 | D30 HVAC | D3040 DISTRIBUTION SYSTEMS | D304001 AIR DISTRIBUTION, HEATING & COOLING | Dehumidifier | EA |  |  | Dehumidifier_lbsPerHr=1217.5; | Dehumidifier_CFM=40000;
20660 | D30 HVAC | D3040 DISTRIBUTION SYSTEMS | D304001 AIR DISTRIBUTION, HEATING & COOLING | Dehumidifier | EA |  |  | Dehumidifier_lbsPerHr=915; | Dehumidifier_CFM=30000;
20661 | D30 HVAC | D3040 DISTRIBUTION SYSTEMS | D304001 AIR DISTRIBUTION, HEATING & COOLING | Dehumidifier | EA |  |  | Dehumidifier_lbsPerHr=610; | Dehumidifier_CFM=20000;
20662 | D30 HVAC | D3040 DISTRIBUTION SYSTEMS | D304001 AIR DISTRIBUTION, HEATING & COOLING | Dehumidifier | EA |  |  | Dehumidifier_lbsPerHr=275; | Dehumidifier_CFM=9000;
20663 | D30 HVAC | D3040 DISTRIBUTION SYSTEMS | D304001 AIR DISTRIBUTION, HEATING & COOLING | Dehumidifier | EA |  |  | Dehumidifier_lbsPerHr=1.5; | Dehumidifier_CFM=50;
20664 | D30 HVAC | D3040 DISTRIBUTION SYSTEMS | D304001 AIR DISTRIBUTION, HEATING & COOLING | Dehumidifier | EA |  |  | Dehumidifier_lbsPerHr=35; | Dehumidifier_CFM=1125;
20665 | D30 HVAC | D3040 DISTRIBUTION SYSTEMS | D304001 AIR DISTRIBUTION, HEATING & COOLING | Dehumidifier | EA |  |  | Dehumidifier_lbsPerHr=18; | Dehumidifier_CFM=600;
20666 | D30 HVAC | D3040 DISTRIBUTION SYSTEMS | D304001 AIR DISTRIBUTION, HEATING & COOLING | Dehumidifier | EA |  |  | Dehumidifier_lbsPerHr=6; | Dehumidifier_CFM=150;
20667 | D30 HVAC | D3040 DISTRIBUTION SYSTEMS | D304001 AIR DISTRIBUTION, HEATING & COOLING | Dehumidifier | EA |  |  | Dehumidifier_lbsPerHr=3; | Dehumidifier_CFM=150;
20668 | D30 HVAC | D3040 DISTRIBUTION SYSTEMS | D304001 AIR DISTRIBUTION, HEATING & COOLING | Dehumidifier | EA |  |  | Dehumidifier_lbsPerHr=457.5; | Dehumidifier_CFM=15000;
20669 | D30 HVAC | D3040 DISTRIBUTION SYSTEMS | D304001 AIR DISTRIBUTION, HEATING & COOLING | Dehumidifier | EA |  |  | Dehumidifier_lbsPerHr=67.5; | Dehumidifier_CFM=2250;
21536 | D30 HVAC | D3040 DISTRIBUTION SYSTEMS | D304001 AIR DISTRIBUTION, HEATING & COOLING | Dehumidifier | EA
40135 | D30 HVAC | D3040 DISTRIBUTION SYSTEMS | D304001 AIR DISTRIBUTION, HEATING & COOLING | Ductwork | LF
40143 | D30 HVAC | D3040 DISTRIBUTION SYSTEMS | D304001 AIR DISTRIBUTION, HEATING & COOLING | Ductwork | LF | Ductwork_Material=Metal; |  | Ductwork_Diameter=4;
40144 | D30 HVAC | D3040 DISTRIBUTION SYSTEMS | D304001 AIR DISTRIBUTION, HEATING & COOLING | Ductwork | LF | Ductwork_Material=Metal; |  | Ductwork_Diameter=5;
40145 | D30 HVAC | D3040 DISTRIBUTION SYSTEMS | D304001 AIR DISTRIBUTION, HEATING & COOLING | Ductwork | LF | Ductwork_Material=Metal; |  | Ductwork_Diameter=6;
40146 | D30 HVAC | D3040 DISTRIBUTION SYSTEMS | D304001 AIR DISTRIBUTION, HEATING & COOLING | Ductwork | LF | Ductwork_Material=Metal; |  | Ductwork_Diameter=7;
40147 | D30 HVAC | D3040 DISTRIBUTION SYSTEMS | D304001 AIR DISTRIBUTION, HEATING & COOLING | Ductwork | LF | Ductwork_Material=Metal; |  | Ductwork_Diameter=8;
40148 | D30 HVAC | D3040 DISTRIBUTION SYSTEMS | D304001 AIR DISTRIBUTION, HEATING & COOLING | Ductwork | LF | Ductwork_Material=Metal; |  | Ductwork_Diameter=10;
40149 | D30 HVAC | D3040 DISTRIBUTION SYSTEMS | D304001 AIR DISTRIBUTION, HEATING & COOLING | Ductwork | LF | Ductwork_Material=Metal; |  | Ductwork_Diameter=12;
40150 | D30 HVAC | D3040 DISTRIBUTION SYSTEMS | D304001 AIR DISTRIBUTION, HEATING & COOLING | Ductwork | LF | Ductwork_Material=Metal; |  | Ductwork_Diameter=14;
40151 | D30 HVAC | D3040 DISTRIBUTION SYSTEMS | D304001 AIR DISTRIBUTION, HEATING & COOLING | Ductwork | LF | Ductwork_Material=Metal; |  | Ductwork_Diameter=16;
40152 | D30 HVAC | D3040 DISTRIBUTION SYSTEMS | D304001 AIR DISTRIBUTION, HEATING & COOLING | Ductwork | LF | Ductwork_Material=Metal; |  | Ductwork_Diameter=18;
40153 | D30 HVAC | D3040 DISTRIBUTION SYSTEMS | D304001 AIR DISTRIBUTION, HEATING & COOLING | Ductwork | LF | Ductwork_Material=Metal; |  | Ductwork_Diameter=20;
40154 | D30 HVAC | D3040 DISTRIBUTION SYSTEMS | D304001 AIR DISTRIBUTION, HEATING & COOLING | Ductwork | LF | Ductwork_Material=Metal; |  | Ductwork_Diameter=22;
40155 | D30 HVAC | D3040 DISTRIBUTION SYSTEMS | D304001 AIR DISTRIBUTION, HEATING & COOLING | Ductwork | LF | Ductwork_Material=Metal; |  | Ductwork_Diameter=24;
40156 | D30 HVAC | D3040 DISTRIBUTION SYSTEMS | D304001 AIR DISTRIBUTION, HEATING & COOLING | Ductwork | LF | Ductwork_Material=Metal; |  | Ductwork_Diameter=30;
40157 | D30 HVAC | D3040 DISTRIBUTION SYSTEMS | D304001 AIR DISTRIBUTION, HEATING & COOLING | Ductwork | LF | Ductwork_Material=Metal; |  | Ductwork_Diameter=36;
40136 | D30 HVAC | D3040 DISTRIBUTION SYSTEMS | D304001 AIR DISTRIBUTION, HEATING & COOLING | Ductwork | LF | Ductwork_Material=Non-Metal; |  | Ductwork_Diameter=4;
40137 | D30 HVAC | D3040 DISTRIBUTION SYSTEMS | D304001 AIR DISTRIBUTION, HEATING & COOLING | Ductwork | LF | Ductwork_Material=Non-Metal; |  | Ductwork_Diameter=6;
40138 | D30 HVAC | D3040 DISTRIBUTION SYSTEMS | D304001 AIR DISTRIBUTION, HEATING & COOLING | Ductwork | LF | Ductwork_Material=Non-Metal; |  | Ductwork_Diameter=8;
40139 | D30 HVAC | D3040 DISTRIBUTION SYSTEMS | D304001 AIR DISTRIBUTION, HEATING & COOLING | Ductwork | LF | Ductwork_Material=Non-Metal; |  | Ductwork_Diameter=10;
40140 | D30 HVAC | D3040 DISTRIBUTION SYSTEMS | D304001 AIR DISTRIBUTION, HEATING & COOLING | Ductwork | LF | Ductwork_Material=Non-Metal; |  | Ductwork_Diameter=12;
40141 | D30 HVAC | D3040 DISTRIBUTION SYSTEMS | D304001 AIR DISTRIBUTION, HEATING & COOLING | Ductwork | LF | Ductwork_Material=Non-Metal; |  | Ductwork_Diameter=18;
40142 | D30 HVAC | D3040 DISTRIBUTION SYSTEMS | D304001 AIR DISTRIBUTION, HEATING & COOLING | Ductwork | LF | Ductwork_Material=Non-Metal; |  | Ductwork_Diameter=24;
60037 | D30 HVAC | D3040 DISTRIBUTION SYSTEMS | D304001 AIR DISTRIBUTION, HEATING & COOLING | Filter Assembly | EA | Filter_Type=HEPA; | Filter_Subtype=99% DOP Eff.; | Filter_Size=Small-Up to 24" x 72" x 12";
60038 | D30 HVAC | D3040 DISTRIBUTION SYSTEMS | D304001 AIR DISTRIBUTION, HEATING & COOLING | Filter Assembly | EA | Filter_Type=HEPA; | Filter_Subtype=99% DOP Eff.; | Filter_Size=Large-Up to 114" x 72" x 12";
20646 | D30 HVAC | D3040 DISTRIBUTION SYSTEMS | D304001 AIR DISTRIBUTION, HEATING & COOLING | Humidifier | EA |  |  | Humidifier_lbsPerHr=33;
20647 | D30 HVAC | D3040 DISTRIBUTION SYSTEMS | D304001 AIR DISTRIBUTION, HEATING & COOLING | Humidifier | EA |  |  | Humidifier_lbsPerHr=200;
20648 | D30 HVAC | D3040 DISTRIBUTION SYSTEMS | D304001 AIR DISTRIBUTION, HEATING & COOLING | Humidifier | EA |  |  | Humidifier_lbsPerHr=150;
20649 | D30 HVAC | D3040 DISTRIBUTION SYSTEMS | D304001 AIR DISTRIBUTION, HEATING & COOLING | Humidifier | EA |  |  | Humidifier_lbsPerHr=50;
20650 | D30 HVAC | D3040 DISTRIBUTION SYSTEMS | D304001 AIR DISTRIBUTION, HEATING & COOLING | Humidifier | EA |  |  | Humidifier_lbsPerHr=22;
20651 | D30 HVAC | D3040 DISTRIBUTION SYSTEMS | D304001 AIR DISTRIBUTION, HEATING & COOLING | Humidifier | EA |  |  | Humidifier_lbsPerHr=11;
20652 | D30 HVAC | D3040 DISTRIBUTION SYSTEMS | D304001 AIR DISTRIBUTION, HEATING & COOLING | Humidifier | EA |  |  | Humidifier_lbsPerHr=100;
21533 | D30 HVAC | D3040 DISTRIBUTION SYSTEMS | D304001 AIR DISTRIBUTION, HEATING & COOLING | Humidifier | EA
41211 | D30 HVAC | D3040 DISTRIBUTION SYSTEMS | D304001 AIR DISTRIBUTION, HEATING & COOLING | HVAC Distribution System | EA | HVACDistSys_Type=Air; | HVACDistSys_Subype=General;
42211 | D30 HVAC | D3040 DISTRIBUTION SYSTEMS | D304001 AIR DISTRIBUTION, HEATING & COOLING | HVAC Distribution System | EA | HVACDistSys_Type=Air; | HVACDistSys_Subype=Other;
43211 | D30 HVAC | D3040 DISTRIBUTION SYSTEMS | D304001 AIR DISTRIBUTION, HEATING & COOLING | HVAC Distribution System | EA | HVACDistSys_Type=Air; | HVACDistSys_Subype=Unknown;
21550 | D30 HVAC | D3040 DISTRIBUTION SYSTEMS | D304001 AIR DISTRIBUTION, HEATING & COOLING | Smoke Vent | EA
20759 | D30 HVAC | D3040 DISTRIBUTION SYSTEMS | D304001 AIR DISTRIBUTION, HEATING & COOLING | VAV Terminal | EA |  | VAVTerminal_Subtype=Cooling Only; | VAVTerminal_CFM=1500;
20760 | D30 HVAC | D3040 DISTRIBUTION SYSTEMS | D304001 AIR DISTRIBUTION, HEATING & COOLING | VAV Terminal | EA |  | VAVTerminal_Subtype=Hot Water Reheat; | VAVTerminal_CFM=400;
20761 | D30 HVAC | D3040 DISTRIBUTION SYSTEMS | D304001 AIR DISTRIBUTION, HEATING & COOLING | VAV Terminal | EA |  | VAVTerminal_Subtype=Hot Water Reheat; | VAVTerminal_CFM=2000;
20762 | D30 HVAC | D3040 DISTRIBUTION SYSTEMS | D304001 AIR DISTRIBUTION, HEATING & COOLING | VAV Terminal | EA |  | VAVTerminal_Subtype=Hot Water Reheat; | VAVTerminal_CFM=1500;
20763 | D30 HVAC | D3040 DISTRIBUTION SYSTEMS | D304001 AIR DISTRIBUTION, HEATING & COOLING | VAV Terminal | EA |  | VAVTerminal_Subtype=Hot Water Reheat; | VAVTerminal_CFM=1250;
20764 | D30 HVAC | D3040 DISTRIBUTION SYSTEMS | D304001 AIR DISTRIBUTION, HEATING & COOLING | VAV Terminal | EA |  | VAVTerminal_Subtype=Hot Water Reheat; | VAVTerminal_CFM=1000;
20765 | D30 HVAC | D3040 DISTRIBUTION SYSTEMS | D304001 AIR DISTRIBUTION, HEATING & COOLING | VAV Terminal | EA |  | VAVTerminal_Subtype=Hot Water Reheat; | VAVTerminal_CFM=800;
20766 | D30 HVAC | D3040 DISTRIBUTION SYSTEMS | D304001 AIR DISTRIBUTION, HEATING & COOLING | VAV Terminal | EA |  | VAVTerminal_Subtype=Hot Water Reheat; | VAVTerminal_CFM=600;
20767 | D30 HVAC | D3040 DISTRIBUTION SYSTEMS | D304001 AIR DISTRIBUTION, HEATING & COOLING | VAV Terminal | EA |  | VAVTerminal_Subtype=Cooling Only; | VAVTerminal_CFM=400;
20768 | D30 HVAC | D3040 DISTRIBUTION SYSTEMS | D304001 AIR DISTRIBUTION, HEATING & COOLING | VAV Terminal | EA |  | VAVTerminal_Subtype=Hot Water Reheat; | VAVTerminal_CFM=200;
20769 | D30 HVAC | D3040 DISTRIBUTION SYSTEMS | D304001 AIR DISTRIBUTION, HEATING & COOLING | VAV Terminal | EA |  | VAVTerminal_Subtype=Cooling Only; | VAVTerminal_CFM=200;
20770 | D30 HVAC | D3040 DISTRIBUTION SYSTEMS | D304001 AIR DISTRIBUTION, HEATING & COOLING | VAV Terminal | EA |  | VAVTerminal_Subtype=Cooling Only; | VAVTerminal_CFM=600;
20771 | D30 HVAC | D3040 DISTRIBUTION SYSTEMS | D304001 AIR DISTRIBUTION, HEATING & COOLING | VAV Terminal | EA |  | VAVTerminal_Subtype=Cooling Only; | VAVTerminal_CFM=800;
20772 | D30 HVAC | D3040 DISTRIBUTION SYSTEMS | D304001 AIR DISTRIBUTION, HEATING & COOLING | VAV Terminal | EA |  | VAVTerminal_Subtype=Cooling Only; | VAVTerminal_CFM=1000;
20773 | D30 HVAC | D3040 DISTRIBUTION SYSTEMS | D304001 AIR DISTRIBUTION, HEATING & COOLING | VAV Terminal | EA |  | VAVTerminal_Subtype=Cooling Only; | VAVTerminal_CFM=1250;
20774 | D30 HVAC | D3040 DISTRIBUTION SYSTEMS | D304001 AIR DISTRIBUTION, HEATING & COOLING | VAV Terminal | EA |  | VAVTerminal_Subtype=Cooling Only; | VAVTerminal_CFM=2000;
21546 | D30 HVAC | D3040 DISTRIBUTION SYSTEMS | D304001 AIR DISTRIBUTION, HEATING & COOLING | VAV Terminal | EA
20775 | D30 HVAC | D3040 DISTRIBUTION SYSTEMS | D304001 AIR DISTRIBUTION, HEATING & COOLING | VAV Terminal | EA | VAVTerminal_Type=Fan Powered; | VAVTerminal_Subtype=Hot Water Reheat; | VAVTerminal_CFM=200;
20776 | D30 HVAC | D3040 DISTRIBUTION SYSTEMS | D304001 AIR DISTRIBUTION, HEATING & COOLING | VAV Terminal | EA | VAVTerminal_Type=Fan Powered; | VAVTerminal_Subtype=Hot Water Reheat; | VAVTerminal_CFM=1500;
20777 | D30 HVAC | D3040 DISTRIBUTION SYSTEMS | D304001 AIR DISTRIBUTION, HEATING & COOLING | VAV Terminal | EA | VAVTerminal_Type=Fan Powered; | VAVTerminal_Subtype=Hot Water Reheat; | VAVTerminal_CFM=1250;
20778 | D30 HVAC | D3040 DISTRIBUTION SYSTEMS | D304001 AIR DISTRIBUTION, HEATING & COOLING | VAV Terminal | EA | VAVTerminal_Type=Fan Powered; | VAVTerminal_Subtype=Hot Water Reheat; | VAVTerminal_CFM=1000;
20779 | D30 HVAC | D3040 DISTRIBUTION SYSTEMS | D304001 AIR DISTRIBUTION, HEATING & COOLING | VAV Terminal | EA | VAVTerminal_Type=Fan Powered; | VAVTerminal_Subtype=Hot Water Reheat; | VAVTerminal_CFM=800;
20780 | D30 HVAC | D3040 DISTRIBUTION SYSTEMS | D304001 AIR DISTRIBUTION, HEATING & COOLING | VAV Terminal | EA | VAVTerminal_Type=Fan Powered; | VAVTerminal_Subtype=Hot Water Reheat; | VAVTerminal_CFM=600;
20781 | D30 HVAC | D3040 DISTRIBUTION SYSTEMS | D304001 AIR DISTRIBUTION, HEATING & COOLING | VAV Terminal | EA | VAVTerminal_Type=Fan Powered; | VAVTerminal_Subtype=Hot Water Reheat; | VAVTerminal_CFM=400;
20782 | D30 HVAC | D3040 DISTRIBUTION SYSTEMS | D304001 AIR DISTRIBUTION, HEATING & COOLING | VAV Terminal | EA | VAVTerminal_Type=Fan Powered; | VAVTerminal_Subtype=Hot Water Reheat; | VAVTerminal_CFM=2000;
20783 | D30 HVAC | D3040 DISTRIBUTION SYSTEMS | D304001 AIR DISTRIBUTION, HEATING & COOLING | VAV Terminal | EA | VAVTerminal_Type=Fan Powered; | VAVTerminal_Subtype=Cooling Only; | VAVTerminal_CFM=1500;
20784 | D30 HVAC | D3040 DISTRIBUTION SYSTEMS | D304001 AIR DISTRIBUTION, HEATING & COOLING | VAV Terminal | EA | VAVTerminal_Type=Fan Powered; | VAVTerminal_Subtype=Cooling Only; | VAVTerminal_CFM=1250;
20785 | D30 HVAC | D3040 DISTRIBUTION SYSTEMS | D304001 AIR DISTRIBUTION, HEATING & COOLING | VAV Terminal | EA | VAVTerminal_Type=Fan Powered; | VAVTerminal_Subtype=Cooling Only; | VAVTerminal_CFM=1000;
20786 | D30 HVAC | D3040 DISTRIBUTION SYSTEMS | D304001 AIR DISTRIBUTION, HEATING & COOLING | VAV Terminal | EA | VAVTerminal_Type=Fan Powered; | VAVTerminal_Subtype=Cooling Only; | VAVTerminal_CFM=800;
20787 | D30 HVAC | D3040 DISTRIBUTION SYSTEMS | D304001 AIR DISTRIBUTION, HEATING & COOLING | VAV Terminal | EA | VAVTerminal_Type=Fan Powered; | VAVTerminal_Subtype=Cooling Only; | VAVTerminal_CFM=600;
20788 | D30 HVAC | D3040 DISTRIBUTION SYSTEMS | D304001 AIR DISTRIBUTION, HEATING & COOLING | VAV Terminal | EA | VAVTerminal_Type=Fan Powered; | VAVTerminal_Subtype=Cooling Only; | VAVTerminal_CFM=200;
20789 | D30 HVAC | D3040 DISTRIBUTION SYSTEMS | D304001 AIR DISTRIBUTION, HEATING & COOLING | VAV Terminal | EA | VAVTerminal_Type=Fan Powered; | VAVTerminal_Subtype=Cooling Only; | VAVTerminal_CFM=400;
20790 | D30 HVAC | D3040 DISTRIBUTION SYSTEMS | D304001 AIR DISTRIBUTION, HEATING & COOLING | VAV Terminal | EA | VAVTerminal_Type=Fan Powered; | VAVTerminal_Subtype=Cooling Only; | VAVTerminal_CFM=2000;
21547 | D30 HVAC | D3040 DISTRIBUTION SYSTEMS | D304001 AIR DISTRIBUTION, HEATING & COOLING | VAV Terminal | EA | VAVTerminal_Type=Fan Powered;
60228 | D30 HVAC | D3040 DISTRIBUTION SYSTEMS | D304002 STEAM DISTRIBUTION SYSTEMS | Damper | EA | Damper_Type=Fire; | Damper_Subtype=Curtain Type; | Len_IN=24; | Width_IN=10;
40124 | D30 HVAC | D3040 DISTRIBUTION SYSTEMS | D304002 STEAM DISTRIBUTION SYSTEMS | HVAC Distribution System | LF | HVACDistSys_Type=Steam; | HVACDistSys_Subype=General;
42212 | D30 HVAC | D3040 DISTRIBUTION SYSTEMS | D304002 STEAM DISTRIBUTION SYSTEMS | HVAC Distribution System | MBH | HVACDistSys_Type=Steam; | HVACDistSys_Subype=Other;
43212 | D30 HVAC | D3040 DISTRIBUTION SYSTEMS | D304002 STEAM DISTRIBUTION SYSTEMS | HVAC Distribution System | MBH | HVACDistSys_Type=Steam; | HVACDistSys_Subype=Unknown;
60151 | D30 HVAC | D3040 DISTRIBUTION SYSTEMS | D304002 STEAM DISTRIBUTION SYSTEMS | HVAC Piping | LF | Pipe_Material=Black / Galvanized Steel ;
60152 | D30 HVAC | D3040 DISTRIBUTION SYSTEMS | D304002 STEAM DISTRIBUTION SYSTEMS | HVAC Piping | LF | Pipe_Material=Black / Galvanized Steel ; |  | Pipe_Diameter=1-2;
60153 | D30 HVAC | D3040 DISTRIBUTION SYSTEMS | D304002 STEAM DISTRIBUTION SYSTEMS | HVAC Piping | LF | Pipe_Material=Black / Galvanized Steel ; |  | Pipe_Diameter=2-4;
60154 | D30 HVAC | D3040 DISTRIBUTION SYSTEMS | D304002 STEAM DISTRIBUTION SYSTEMS | HVAC Piping | LF | Pipe_Material=Black / Galvanized Steel ; |  | Pipe_Diameter=4-6;
60155 | D30 HVAC | D3040 DISTRIBUTION SYSTEMS | D304002 STEAM DISTRIBUTION SYSTEMS | HVAC Piping | LF | Pipe_Material=Black / Galvanized Steel ; |  | Pipe_Diameter=6;
60136 | D30 HVAC | D3040 DISTRIBUTION SYSTEMS | D304002 STEAM DISTRIBUTION SYSTEMS | HVAC Piping | LF | Pipe_Material=Copper ;
60137 | D30 HVAC | D3040 DISTRIBUTION SYSTEMS | D304002 STEAM DISTRIBUTION SYSTEMS | HVAC Piping | LF | Pipe_Material=Copper ; |  | Pipe_Diameter=1-2;
60138 | D30 HVAC | D3040 DISTRIBUTION SYSTEMS | D304002 STEAM DISTRIBUTION SYSTEMS | HVAC Piping | LF | Pipe_Material=Copper ; |  | Pipe_Diameter=2-4;
60139 | D30 HVAC | D3040 DISTRIBUTION SYSTEMS | D304002 STEAM DISTRIBUTION SYSTEMS | HVAC Piping | LF | Pipe_Material=Copper ; |  | Pipe_Diameter=4-6;
60140 | D30 HVAC | D3040 DISTRIBUTION SYSTEMS | D304002 STEAM DISTRIBUTION SYSTEMS | HVAC Piping | LF | Pipe_Material=Copper ; |  | Pipe_Diameter=6;
60145 | D30 HVAC | D3040 DISTRIBUTION SYSTEMS | D304002 STEAM DISTRIBUTION SYSTEMS | HVAC Piping | LF | Pipe_Material=CPVC ;
60146 | D30 HVAC | D3040 DISTRIBUTION SYSTEMS | D304002 STEAM DISTRIBUTION SYSTEMS | HVAC Piping | LF | Pipe_Material=CPVC ; |  | Pipe_Diameter=1-2;
60147 | D30 HVAC | D3040 DISTRIBUTION SYSTEMS | D304002 STEAM DISTRIBUTION SYSTEMS | HVAC Piping | LF | Pipe_Material=CPVC ; |  | Pipe_Diameter=2-4;
60150 | D30 HVAC | D3040 DISTRIBUTION SYSTEMS | D304002 STEAM DISTRIBUTION SYSTEMS | HVAC Piping | LF | Pipe_Material=CPVC ; |  | Pipe_Diameter=6;
60134 | D30 HVAC | D3040 DISTRIBUTION SYSTEMS | D304002 STEAM DISTRIBUTION SYSTEMS | HVAC Piping | LF | Pipe_Material=Ductile Iron; |  | Pipe_Diameter=4;
60135 | D30 HVAC | D3040 DISTRIBUTION SYSTEMS | D304002 STEAM DISTRIBUTION SYSTEMS | HVAC Piping | LF | Pipe_Material=Ductile Iron; |  | Pipe_Diameter=6;
60148 | D30 HVAC | D3040 DISTRIBUTION SYSTEMS | D304002 STEAM DISTRIBUTION SYSTEMS | HVAC Piping | LF | Pipe_Material=HDPE; |  | Pipe_Diameter=4;
60149 | D30 HVAC | D3040 DISTRIBUTION SYSTEMS | D304002 STEAM DISTRIBUTION SYSTEMS | HVAC Piping | LF | Pipe_Material=HDPE; |  | Pipe_Diameter=6;
60141 | D30 HVAC | D3040 DISTRIBUTION SYSTEMS | D304002 STEAM DISTRIBUTION SYSTEMS | HVAC Piping | LF | Pipe_Material=PVC; |  | Pipe_Diameter=<2;
60142 | D30 HVAC | D3040 DISTRIBUTION SYSTEMS | D304002 STEAM DISTRIBUTION SYSTEMS | HVAC Piping | LF | Pipe_Material=PVC; |  | Pipe_Diameter=2-4;
60143 | D30 HVAC | D3040 DISTRIBUTION SYSTEMS | D304002 STEAM DISTRIBUTION SYSTEMS | HVAC Piping | LF | Pipe_Material=PVC; |  | Pipe_Diameter=>6;
60144 | D30 HVAC | D3040 DISTRIBUTION SYSTEMS | D304002 STEAM DISTRIBUTION SYSTEMS | HVAC Piping | LF | Pipe_Material=PVC; |  | Pipe_Diameter=4-6;
60218 | D30 HVAC | D3040 DISTRIBUTION SYSTEMS | D304002 STEAM DISTRIBUTION SYSTEMS | Steam Trap | EA | Trap_Material=Brass; | Trap_Type=Thermostatic; | Trap_Diameter=0.5;
60219 | D30 HVAC | D3040 DISTRIBUTION SYSTEMS | D304002 STEAM DISTRIBUTION SYSTEMS | Steam Trap | EA | Trap_Material=Brass; | Trap_Type=Thermostatic; | Trap_Diameter=0.75;
60220 | D30 HVAC | D3040 DISTRIBUTION SYSTEMS | D304002 STEAM DISTRIBUTION SYSTEMS | Steam Trap | EA | Trap_Material=Brass; | Trap_Type=Thermostatic; | Trap_Diameter=1;
60209 | D30 HVAC | D3040 DISTRIBUTION SYSTEMS | D304002 STEAM DISTRIBUTION SYSTEMS | Steam Trap | EA | Trap_Material=Cast Iron; | Trap_Type=Inverted Bucket; | Trap_Diameter=0.5;
60210 | D30 HVAC | D3040 DISTRIBUTION SYSTEMS | D304002 STEAM DISTRIBUTION SYSTEMS | Steam Trap | EA | Trap_Material=Cast Iron; | Trap_Type=Inverted Bucket; | Trap_Diameter=0.75;
60211 | D30 HVAC | D3040 DISTRIBUTION SYSTEMS | D304002 STEAM DISTRIBUTION SYSTEMS | Steam Trap | EA | Trap_Material=Cast Iron; | Trap_Type=Inverted Bucket; | Trap_Diameter=1;
60212 | D30 HVAC | D3040 DISTRIBUTION SYSTEMS | D304002 STEAM DISTRIBUTION SYSTEMS | Steam Trap | EA | Trap_Material=Cast Iron; | Trap_Type=Inverted Bucket; | Trap_Diameter=1.25;
60213 | D30 HVAC | D3040 DISTRIBUTION SYSTEMS | D304002 STEAM DISTRIBUTION SYSTEMS | Steam Trap | EA | Trap_Material=Cast Iron; | Trap_Type=Float & Thermostatic; | Trap_Diameter=0.75;
60214 | D30 HVAC | D3040 DISTRIBUTION SYSTEMS | D304002 STEAM DISTRIBUTION SYSTEMS | Steam Trap | EA | Trap_Material=Cast Iron; | Trap_Type=Float & Thermostatic; | Trap_Diameter=1;
60215 | D30 HVAC | D3040 DISTRIBUTION SYSTEMS | D304002 STEAM DISTRIBUTION SYSTEMS | Steam Trap | EA | Trap_Material=Cast Iron; | Trap_Type=Float & Thermostatic; | Trap_Diameter=1.25;
60216 | D30 HVAC | D3040 DISTRIBUTION SYSTEMS | D304002 STEAM DISTRIBUTION SYSTEMS | Steam Trap | EA | Trap_Material=Cast Iron; | Trap_Type=Float & Thermostatic; | Trap_Diameter=1.5;
60217 | D30 HVAC | D3040 DISTRIBUTION SYSTEMS | D304002 STEAM DISTRIBUTION SYSTEMS | Steam Trap | EA | Trap_Material=Cast Iron; | Trap_Type=Float & Thermostatic; | Trap_Diameter=2;
44054 | D30 HVAC | D3040 DISTRIBUTION SYSTEMS | D304003 HOT WATER DISTRIBUTION SYSTEMS | Circulating Pump | EA | CircPump_Type=Double Suction;
44055 | D30 HVAC | D3040 DISTRIBUTION SYSTEMS | D304003 HOT WATER DISTRIBUTION SYSTEMS | Circulating Pump | EA | CircPump_Type=Double Suction; |  | CircPump_GPM=4000; | CircPump_HP=150; | CircPump_Diameter=10";
44056 | D30 HVAC | D3040 DISTRIBUTION SYSTEMS | D304003 HOT WATER DISTRIBUTION SYSTEMS | Circulating Pump | EA | CircPump_Type=Double Suction; |  | CircPump_GPM=1200; | CircPump_HP=50; | CircPump_Diameter=6";
44057 | D30 HVAC | D3040 DISTRIBUTION SYSTEMS | D304003 HOT WATER DISTRIBUTION SYSTEMS | Circulating Pump | EA | CircPump_Type=Double Suction; |  | CircPump_GPM=3000; | CircPump_HP=100; | CircPump_Diameter=8";
44058 | D30 HVAC | D3040 DISTRIBUTION SYSTEMS | D304003 HOT WATER DISTRIBUTION SYSTEMS | Circulating Pump | EA | CircPump_Type=Double Suction; |  | CircPump_GPM=2500; | CircPump_HP=75; | CircPump_Diameter=8";
44059 | D30 HVAC | D3040 DISTRIBUTION SYSTEMS | D304003 HOT WATER DISTRIBUTION SYSTEMS | Circulating Pump | EA | CircPump_Type=End Suction;
44060 | D30 HVAC | D3040 DISTRIBUTION SYSTEMS | D304003 HOT WATER DISTRIBUTION SYSTEMS | Circulating Pump | EA | CircPump_Type=End Suction; |  | CircPump_GPM=150; | CircPump_HP=3; | CircPump_Diameter=2-1/2";
44061 | D30 HVAC | D3040 DISTRIBUTION SYSTEMS | D304003 HOT WATER DISTRIBUTION SYSTEMS | Circulating Pump | EA | CircPump_Type=End Suction; |  | CircPump_GPM=225; | CircPump_HP=5; | CircPump_Diameter=3";
44062 | D30 HVAC | D3040 DISTRIBUTION SYSTEMS | D304003 HOT WATER DISTRIBUTION SYSTEMS | Circulating Pump | EA | CircPump_Type=End Suction; |  | CircPump_GPM=350; | CircPump_HP=7.5; | CircPump_Diameter=4";
44063 | D30 HVAC | D3040 DISTRIBUTION SYSTEMS | D304003 HOT WATER DISTRIBUTION SYSTEMS | Circulating Pump | EA | CircPump_Type=End Suction; |  | CircPump_GPM=1000; | CircPump_HP=15; | CircPump_Diameter=5";
44064 | D30 HVAC | D3040 DISTRIBUTION SYSTEMS | D304003 HOT WATER DISTRIBUTION SYSTEMS | Circulating Pump | EA | CircPump_Type=End Suction; |  | CircPump_GPM=1550; | CircPump_HP=25; | CircPump_Diameter=6";
44162 | D30 HVAC | D3040 DISTRIBUTION SYSTEMS | D304003 HOT WATER DISTRIBUTION SYSTEMS | Circulating Pump | EA | CircPump_Type=Hot Water; |  |  | CircPump_HP=0.5;
44163 | D30 HVAC | D3040 DISTRIBUTION SYSTEMS | D304003 HOT WATER DISTRIBUTION SYSTEMS | Circulating Pump | EA | CircPump_Type=Hot Water; |  |  | CircPump_HP=0.25;
20630 | D30 HVAC | D3040 DISTRIBUTION SYSTEMS | D304003 HOT WATER DISTRIBUTION SYSTEMS | Heat Exchanger | EA | HeatExchanger_Type=Plate Type; |  | HeatExchanger_GPM=400;
20631 | D30 HVAC | D3040 DISTRIBUTION SYSTEMS | D304003 HOT WATER DISTRIBUTION SYSTEMS | Heat Exchanger | EA | HeatExchanger_Type=Plate Type; |  | HeatExchanger_GPM=800;
20632 | D30 HVAC | D3040 DISTRIBUTION SYSTEMS | D304003 HOT WATER DISTRIBUTION SYSTEMS | Heat Exchanger | EA | HeatExchanger_Type=Plate Type; |  | HeatExchanger_GPM=1200;
20633 | D30 HVAC | D3040 DISTRIBUTION SYSTEMS | D304003 HOT WATER DISTRIBUTION SYSTEMS | Heat Exchanger | EA | HeatExchanger_Type=Plate Type; |  | HeatExchanger_GPM=1800;
21530 | D30 HVAC | D3040 DISTRIBUTION SYSTEMS | D304003 HOT WATER DISTRIBUTION SYSTEMS | Heat Exchanger | EA | HeatExchanger_Type=Plate Type;
20634 | D30 HVAC | D3040 DISTRIBUTION SYSTEMS | D304003 HOT WATER DISTRIBUTION SYSTEMS | Heat Exchanger | EA | HeatExchanger_Type=Shell & Tube; |  | HeatExchanger_GPM=40;
20635 | D30 HVAC | D3040 DISTRIBUTION SYSTEMS | D304003 HOT WATER DISTRIBUTION SYSTEMS | Heat Exchanger | EA | HeatExchanger_Type=Shell & Tube; |  | HeatExchanger_GPM=96;
20636 | D30 HVAC | D3040 DISTRIBUTION SYSTEMS | D304003 HOT WATER DISTRIBUTION SYSTEMS | Heat Exchanger | EA | HeatExchanger_Type=Shell & Tube; |  | HeatExchanger_GPM=240;
20637 | D30 HVAC | D3040 DISTRIBUTION SYSTEMS | D304003 HOT WATER DISTRIBUTION SYSTEMS | Heat Exchanger | EA | HeatExchanger_Type=Shell & Tube; |  | HeatExchanger_GPM=600;
21531 | D30 HVAC | D3040 DISTRIBUTION SYSTEMS | D304003 HOT WATER DISTRIBUTION SYSTEMS | Heat Exchanger | EA | HeatExchanger_Type=Shell & Tube;
41213 | D30 HVAC | D3040 DISTRIBUTION SYSTEMS | D304003 HOT WATER DISTRIBUTION SYSTEMS | HVAC Distribution System | MBH | HVACDistSys_Type=Hot Water; | HVACDistSys_Subype=General;
42213 | D30 HVAC | D3040 DISTRIBUTION SYSTEMS | D304003 HOT WATER DISTRIBUTION SYSTEMS | HVAC Distribution System | MBH | HVACDistSys_Type=Hot Water; | HVACDistSys_Subype=Other;
43213 | D30 HVAC | D3040 DISTRIBUTION SYSTEMS | D304003 HOT WATER DISTRIBUTION SYSTEMS | HVAC Distribution System | MBH | HVACDistSys_Type=Hot Water; | HVACDistSys_Subype=Unknown;
60173 | D30 HVAC | D3040 DISTRIBUTION SYSTEMS | D304003 HOT WATER DISTRIBUTION SYSTEMS | HVAC Piping | LF | Pipe_Material=Black / Galvanized Steel ;
60174 | D30 HVAC | D3040 DISTRIBUTION SYSTEMS | D304003 HOT WATER DISTRIBUTION SYSTEMS | HVAC Piping | LF | Pipe_Material=Black / Galvanized Steel ; |  | Pipe_Diameter=1-2;
60175 | D30 HVAC | D3040 DISTRIBUTION SYSTEMS | D304003 HOT WATER DISTRIBUTION SYSTEMS | HVAC Piping | LF | Pipe_Material=Black / Galvanized Steel ; |  | Pipe_Diameter=2-4;
60176 | D30 HVAC | D3040 DISTRIBUTION SYSTEMS | D304003 HOT WATER DISTRIBUTION SYSTEMS | HVAC Piping | LF | Pipe_Material=Black / Galvanized Steel ; |  | Pipe_Diameter=4-6;
60177 | D30 HVAC | D3040 DISTRIBUTION SYSTEMS | D304003 HOT WATER DISTRIBUTION SYSTEMS | HVAC Piping | LF | Pipe_Material=Black / Galvanized Steel ; |  | Pipe_Diameter=6;
60158 | D30 HVAC | D3040 DISTRIBUTION SYSTEMS | D304003 HOT WATER DISTRIBUTION SYSTEMS | HVAC Piping | LF | Pipe_Material=Copper ;
60159 | D30 HVAC | D3040 DISTRIBUTION SYSTEMS | D304003 HOT WATER DISTRIBUTION SYSTEMS | HVAC Piping | LF | Pipe_Material=Copper ; |  | Pipe_Diameter=1-2;
60160 | D30 HVAC | D3040 DISTRIBUTION SYSTEMS | D304003 HOT WATER DISTRIBUTION SYSTEMS | HVAC Piping | LF | Pipe_Material=Copper ; |  | Pipe_Diameter=2-4;
60161 | D30 HVAC | D3040 DISTRIBUTION SYSTEMS | D304003 HOT WATER DISTRIBUTION SYSTEMS | HVAC Piping | LF | Pipe_Material=Copper ; |  | Pipe_Diameter=4-6;
60162 | D30 HVAC | D3040 DISTRIBUTION SYSTEMS | D304003 HOT WATER DISTRIBUTION SYSTEMS | HVAC Piping | LF | Pipe_Material=Copper ; |  | Pipe_Diameter=6;
60167 | D30 HVAC | D3040 DISTRIBUTION SYSTEMS | D304003 HOT WATER DISTRIBUTION SYSTEMS | HVAC Piping | LF | Pipe_Material=CPVC ;
60168 | D30 HVAC | D3040 DISTRIBUTION SYSTEMS | D304003 HOT WATER DISTRIBUTION SYSTEMS | HVAC Piping | LF | Pipe_Material=CPVC ; |  | Pipe_Diameter=1-2;
60169 | D30 HVAC | D3040 DISTRIBUTION SYSTEMS | D304003 HOT WATER DISTRIBUTION SYSTEMS | HVAC Piping | LF | Pipe_Material=CPVC ; |  | Pipe_Diameter=2-4;
60172 | D30 HVAC | D3040 DISTRIBUTION SYSTEMS | D304003 HOT WATER DISTRIBUTION SYSTEMS | HVAC Piping | LF | Pipe_Material=CPVC ; |  | Pipe_Diameter=6;
60156 | D30 HVAC | D3040 DISTRIBUTION SYSTEMS | D304003 HOT WATER DISTRIBUTION SYSTEMS | HVAC Piping | LF | Pipe_Material=Ductile Iron; |  | Pipe_Diameter=4;
60157 | D30 HVAC | D3040 DISTRIBUTION SYSTEMS | D304003 HOT WATER DISTRIBUTION SYSTEMS | HVAC Piping | LF | Pipe_Material=Ductile Iron; |  | Pipe_Diameter=6;
60170 | D30 HVAC | D3040 DISTRIBUTION SYSTEMS | D304003 HOT WATER DISTRIBUTION SYSTEMS | HVAC Piping | LF | Pipe_Material=HDPE; |  | Pipe_Diameter=4;
60171 | D30 HVAC | D3040 DISTRIBUTION SYSTEMS | D304003 HOT WATER DISTRIBUTION SYSTEMS | HVAC Piping | LF | Pipe_Material=HDPE; |  | Pipe_Diameter=6;
60163 | D30 HVAC | D3040 DISTRIBUTION SYSTEMS | D304003 HOT WATER DISTRIBUTION SYSTEMS | HVAC Piping | LF | Pipe_Material=PVC; |  | Pipe_Diameter=<2;
60164 | D30 HVAC | D3040 DISTRIBUTION SYSTEMS | D304003 HOT WATER DISTRIBUTION SYSTEMS | HVAC Piping | LF | Pipe_Material=PVC; |  | Pipe_Diameter=2-4;
60165 | D30 HVAC | D3040 DISTRIBUTION SYSTEMS | D304003 HOT WATER DISTRIBUTION SYSTEMS | HVAC Piping | LF | Pipe_Material=PVC; |  | Pipe_Diameter=>6;
60166 | D30 HVAC | D3040 DISTRIBUTION SYSTEMS | D304003 HOT WATER DISTRIBUTION SYSTEMS | HVAC Piping | LF | Pipe_Material=PVC; |  | Pipe_Diameter=4-6;
41214 | D30 HVAC | D3040 DISTRIBUTION SYSTEMS | D304004 CHANGE OVER DISTRIBUTION SYSTEMS | HVAC Distribution System | MBH | HVACDistSys_Type=Change Over; | HVACDistSys_Subype=General;
42214 | D30 HVAC | D3040 DISTRIBUTION SYSTEMS | D304004 CHANGE OVER DISTRIBUTION SYSTEMS | HVAC Distribution System | MBH | HVACDistSys_Type=Change Over; | HVACDistSys_Subype=Other;
43214 | D30 HVAC | D3040 DISTRIBUTION SYSTEMS | D304004 CHANGE OVER DISTRIBUTION SYSTEMS | HVAC Distribution System | MBH | HVACDistSys_Type=Change Over; | HVACDistSys_Subype=Unknown;
40184 | D30 HVAC | D3040 DISTRIBUTION SYSTEMS | D304005 GLYCOL DISTRIBUTION SYSTEMS | HVAC Distribution System | LF | HVACDistSys_Type=Glycol; | HVACDistSys_Subype=General;
42215 | D30 HVAC | D3040 DISTRIBUTION SYSTEMS | D304005 GLYCOL DISTRIBUTION SYSTEMS | HVAC Distribution System | MBH | HVACDistSys_Type=Glycol; | HVACDistSys_Subype=Other;
43215 | D30 HVAC | D3040 DISTRIBUTION SYSTEMS | D304005 GLYCOL DISTRIBUTION SYSTEMS | HVAC Distribution System | MBH | HVACDistSys_Type=Glycol; | HVACDistSys_Subype=Unknown;
20626 | D30 HVAC | D3040 DISTRIBUTION SYSTEMS | D304006 CHILLED WATER DISTRIBUTION SYSTEMS | Circulating Pump | EA | CircPump_Type=Double Suction; |  | CircPump_GPM=3000; | CircPump_HP=100; | CircPump_Diameter=8";
20627 | D30 HVAC | D3040 DISTRIBUTION SYSTEMS | D304006 CHILLED WATER DISTRIBUTION SYSTEMS | Circulating Pump | EA | CircPump_Type=Double Suction; |  | CircPump_GPM=4000; | CircPump_HP=150; | CircPump_Diameter=10";
20628 | D30 HVAC | D3040 DISTRIBUTION SYSTEMS | D304006 CHILLED WATER DISTRIBUTION SYSTEMS | Circulating Pump | EA | CircPump_Type=Double Suction; |  | CircPump_GPM=1200; | CircPump_HP=50; | CircPump_Diameter=6";
20629 | D30 HVAC | D3040 DISTRIBUTION SYSTEMS | D304006 CHILLED WATER DISTRIBUTION SYSTEMS | Circulating Pump | EA | CircPump_Type=Double Suction; |  | CircPump_GPM=2500; | CircPump_HP=75; | CircPump_Diameter=8";
21529 | D30 HVAC | D3040 DISTRIBUTION SYSTEMS | D304006 CHILLED WATER DISTRIBUTION SYSTEMS | Circulating Pump | EA | CircPump_Type=Double Suction;
20680 | D30 HVAC | D3040 DISTRIBUTION SYSTEMS | D304006 CHILLED WATER DISTRIBUTION SYSTEMS | Circulating Pump | EA | CircPump_Type=End Suction; |  | CircPump_GPM=150; | CircPump_HP=3; | CircPump_Diameter=2-1/2";
20681 | D30 HVAC | D3040 DISTRIBUTION SYSTEMS | D304006 CHILLED WATER DISTRIBUTION SYSTEMS | Circulating Pump | EA | CircPump_Type=End Suction; |  | CircPump_GPM=225; | CircPump_HP=5; | CircPump_Diameter=3";
20682 | D30 HVAC | D3040 DISTRIBUTION SYSTEMS | D304006 CHILLED WATER DISTRIBUTION SYSTEMS | Circulating Pump | EA | CircPump_Type=End Suction; |  | CircPump_GPM=350; | CircPump_HP=7.5; | CircPump_Diameter=4";
20683 | D30 HVAC | D3040 DISTRIBUTION SYSTEMS | D304006 CHILLED WATER DISTRIBUTION SYSTEMS | Circulating Pump | EA | CircPump_Type=End Suction; |  | CircPump_GPM=1000; | CircPump_HP=15; | CircPump_Diameter=5";
20684 | D30 HVAC | D3040 DISTRIBUTION SYSTEMS | D304006 CHILLED WATER DISTRIBUTION SYSTEMS | Circulating Pump | EA | CircPump_Type=End Suction; |  | CircPump_GPM=1550; | CircPump_HP=25; | CircPump_Diameter=6";
21538 | D30 HVAC | D3040 DISTRIBUTION SYSTEMS | D304006 CHILLED WATER DISTRIBUTION SYSTEMS | Circulating Pump | EA | CircPump_Type=End Suction;
41216 | D30 HVAC | D3040 DISTRIBUTION SYSTEMS | D304006 CHILLED WATER DISTRIBUTION SYSTEMS | HVAC Distribution System | TON | HVACDistSys_Type=Chilled Water; | HVACDistSys_Subype=General;
42216 | D30 HVAC | D3040 DISTRIBUTION SYSTEMS | D304006 CHILLED WATER DISTRIBUTION SYSTEMS | HVAC Distribution System | TON | HVACDistSys_Type=Chilled Water; | HVACDistSys_Subype=Other;
43216 | D30 HVAC | D3040 DISTRIBUTION SYSTEMS | D304006 CHILLED WATER DISTRIBUTION SYSTEMS | HVAC Distribution System | TON | HVACDistSys_Type=Chilled Water; | HVACDistSys_Subype=Unknown;
60195 | D30 HVAC | D3040 DISTRIBUTION SYSTEMS | D304006 CHILLED WATER DISTRIBUTION SYSTEMS | HVAC Piping | LF | Pipe_Material=Black / Galvanized Steel ;
60196 | D30 HVAC | D3040 DISTRIBUTION SYSTEMS | D304006 CHILLED WATER DISTRIBUTION SYSTEMS | HVAC Piping | LF | Pipe_Material=Black / Galvanized Steel ; |  | Pipe_Diameter=1-2;
60197 | D30 HVAC | D3040 DISTRIBUTION SYSTEMS | D304006 CHILLED WATER DISTRIBUTION SYSTEMS | HVAC Piping | LF | Pipe_Material=Black / Galvanized Steel ; |  | Pipe_Diameter=2-4;
60198 | D30 HVAC | D3040 DISTRIBUTION SYSTEMS | D304006 CHILLED WATER DISTRIBUTION SYSTEMS | HVAC Piping | LF | Pipe_Material=Black / Galvanized Steel ; |  | Pipe_Diameter=4-6;
60199 | D30 HVAC | D3040 DISTRIBUTION SYSTEMS | D304006 CHILLED WATER DISTRIBUTION SYSTEMS | HVAC Piping | LF | Pipe_Material=Black / Galvanized Steel ; |  | Pipe_Diameter=6;
60180 | D30 HVAC | D3040 DISTRIBUTION SYSTEMS | D304006 CHILLED WATER DISTRIBUTION SYSTEMS | HVAC Piping | LF | Pipe_Material=Copper ;
60181 | D30 HVAC | D3040 DISTRIBUTION SYSTEMS | D304006 CHILLED WATER DISTRIBUTION SYSTEMS | HVAC Piping | LF | Pipe_Material=Copper ; |  | Pipe_Diameter=1-2;
60182 | D30 HVAC | D3040 DISTRIBUTION SYSTEMS | D304006 CHILLED WATER DISTRIBUTION SYSTEMS | HVAC Piping | LF | Pipe_Material=Copper ; |  | Pipe_Diameter=2-4;
60183 | D30 HVAC | D3040 DISTRIBUTION SYSTEMS | D304006 CHILLED WATER DISTRIBUTION SYSTEMS | HVAC Piping | LF | Pipe_Material=Copper ; |  | Pipe_Diameter=4-6;
60184 | D30 HVAC | D3040 DISTRIBUTION SYSTEMS | D304006 CHILLED WATER DISTRIBUTION SYSTEMS | HVAC Piping | LF | Pipe_Material=Copper ; |  | Pipe_Diameter=6;
60189 | D30 HVAC | D3040 DISTRIBUTION SYSTEMS | D304006 CHILLED WATER DISTRIBUTION SYSTEMS | HVAC Piping | LF | Pipe_Material=CPVC ;
60190 | D30 HVAC | D3040 DISTRIBUTION SYSTEMS | D304006 CHILLED WATER DISTRIBUTION SYSTEMS | HVAC Piping | LF | Pipe_Material=CPVC ; |  | Pipe_Diameter=1-2;
60191 | D30 HVAC | D3040 DISTRIBUTION SYSTEMS | D304006 CHILLED WATER DISTRIBUTION SYSTEMS | HVAC Piping | LF | Pipe_Material=CPVC ; |  | Pipe_Diameter=2-4;
60194 | D30 HVAC | D3040 DISTRIBUTION SYSTEMS | D304006 CHILLED WATER DISTRIBUTION SYSTEMS | HVAC Piping | LF | Pipe_Material=CPVC ; |  | Pipe_Diameter=6;
60178 | D30 HVAC | D3040 DISTRIBUTION SYSTEMS | D304006 CHILLED WATER DISTRIBUTION SYSTEMS | HVAC Piping | LF | Pipe_Material=Ductile Iron; |  | Pipe_Diameter=4;
60179 | D30 HVAC | D3040 DISTRIBUTION SYSTEMS | D304006 CHILLED WATER DISTRIBUTION SYSTEMS | HVAC Piping | LF | Pipe_Material=Ductile Iron; |  | Pipe_Diameter=6;
60192 | D30 HVAC | D3040 DISTRIBUTION SYSTEMS | D304006 CHILLED WATER DISTRIBUTION SYSTEMS | HVAC Piping | LF | Pipe_Material=HDPE; |  | Pipe_Diameter=4;
60193 | D30 HVAC | D3040 DISTRIBUTION SYSTEMS | D304006 CHILLED WATER DISTRIBUTION SYSTEMS | HVAC Piping | LF | Pipe_Material=HDPE; |  | Pipe_Diameter=6;
60185 | D30 HVAC | D3040 DISTRIBUTION SYSTEMS | D304006 CHILLED WATER DISTRIBUTION SYSTEMS | HVAC Piping | LF | Pipe_Material=PVC; |  | Pipe_Diameter=<2;
60186 | D30 HVAC | D3040 DISTRIBUTION SYSTEMS | D304006 CHILLED WATER DISTRIBUTION SYSTEMS | HVAC Piping | LF | Pipe_Material=PVC; |  | Pipe_Diameter=2-4;
60187 | D30 HVAC | D3040 DISTRIBUTION SYSTEMS | D304006 CHILLED WATER DISTRIBUTION SYSTEMS | HVAC Piping | LF | Pipe_Material=PVC; |  | Pipe_Diameter=>6;
60188 | D30 HVAC | D3040 DISTRIBUTION SYSTEMS | D304006 CHILLED WATER DISTRIBUTION SYSTEMS | HVAC Piping | LF | Pipe_Material=PVC; |  | Pipe_Diameter=4-6;
40168 | D30 HVAC | D3040 DISTRIBUTION SYSTEMS | D304007 EXHAUST SYSTEMS | Exhaust Fan | EA
20638 | D30 HVAC | D3040 DISTRIBUTION SYSTEMS | D304007 EXHAUST SYSTEMS | Exhaust Fan | EA | ExhaustFan_Type=Roof; |  | ExhaustFan_CFM=500;
20639 | D30 HVAC | D3040 DISTRIBUTION SYSTEMS | D304007 EXHAUST SYSTEMS | Exhaust Fan | EA | ExhaustFan_Type=Roof; |  | ExhaustFan_CFM=5000;
20640 | D30 HVAC | D3040 DISTRIBUTION SYSTEMS | D304007 EXHAUST SYSTEMS | Exhaust Fan | EA | ExhaustFan_Type=Roof; |  | ExhaustFan_CFM=8500;
20641 | D30 HVAC | D3040 DISTRIBUTION SYSTEMS | D304007 EXHAUST SYSTEMS | Exhaust Fan | EA | ExhaustFan_Type=Roof; |  | ExhaustFan_CFM=13800;
20642 | D30 HVAC | D3040 DISTRIBUTION SYSTEMS | D304007 EXHAUST SYSTEMS | Exhaust Fan | EA | ExhaustFan_Type=Roof; |  | ExhaustFan_CFM=2750;
20643 | D30 HVAC | D3040 DISTRIBUTION SYSTEMS | D304007 EXHAUST SYSTEMS | Exhaust Fan | EA | ExhaustFan_Type=Roof; |  | ExhaustFan_CFM=800;
20644 | D30 HVAC | D3040 DISTRIBUTION SYSTEMS | D304007 EXHAUST SYSTEMS | Exhaust Fan | EA | ExhaustFan_Type=Roof; |  | ExhaustFan_CFM=3500;
20645 | D30 HVAC | D3040 DISTRIBUTION SYSTEMS | D304007 EXHAUST SYSTEMS | Exhaust Fan | EA | ExhaustFan_Type=Roof; |  | ExhaustFan_CFM=1500;
21532 | D30 HVAC | D3040 DISTRIBUTION SYSTEMS | D304007 EXHAUST SYSTEMS | Exhaust Fan | EA | ExhaustFan_Type=Roof;
40158 | D30 HVAC | D3040 DISTRIBUTION SYSTEMS | D304007 EXHAUST SYSTEMS | Exhaust Fan | EA | ExhaustFan_Type=Wall;
40159 | D30 HVAC | D3040 DISTRIBUTION SYSTEMS | D304007 EXHAUST SYSTEMS | Exhaust Fan | EA | ExhaustFan_Type=Wall; |  | ExhaustFan_CFM=6175;
40160 | D30 HVAC | D3040 DISTRIBUTION SYSTEMS | D304007 EXHAUST SYSTEMS | Exhaust Fan | EA | ExhaustFan_Type=Wall; |  | ExhaustFan_CFM=7500;
40161 | D30 HVAC | D3040 DISTRIBUTION SYSTEMS | D304007 EXHAUST SYSTEMS | Exhaust Fan | EA | ExhaustFan_Type=Wall; |  | ExhaustFan_CFM=10100;
40162 | D30 HVAC | D3040 DISTRIBUTION SYSTEMS | D304007 EXHAUST SYSTEMS | Exhaust Fan | EA | ExhaustFan_Type=Wall; |  | ExhaustFan_CFM=14300;
40163 | D30 HVAC | D3040 DISTRIBUTION SYSTEMS | D304007 EXHAUST SYSTEMS | Exhaust Fan | EA | ExhaustFan_Type=Wall; |  | ExhaustFan_CFM=19800;
40164 | D30 HVAC | D3040 DISTRIBUTION SYSTEMS | D304007 EXHAUST SYSTEMS | Exhaust Fan | EA | ExhaustFan_Type=Wall; |  | ExhaustFan_CFM=26250;
40165 | D30 HVAC | D3040 DISTRIBUTION SYSTEMS | D304007 EXHAUST SYSTEMS | Exhaust Fan | EA | ExhaustFan_Type=Wall; |  | ExhaustFan_CFM=38500;
40166 | D30 HVAC | D3040 DISTRIBUTION SYSTEMS | D304007 EXHAUST SYSTEMS | Exhaust Fan | EA | ExhaustFan_Type=Wall; |  | ExhaustFan_CFM=46000;
40167 | D30 HVAC | D3040 DISTRIBUTION SYSTEMS | D304007 EXHAUST SYSTEMS | Exhaust Fan | EA | ExhaustFan_Type=Wall; |  | ExhaustFan_CFM=51500;
20653 | D30 HVAC | D3040 DISTRIBUTION SYSTEMS | D304007 EXHAUST SYSTEMS | Exhaust System | EA | ExhaustSystem_Type=Dust Collection; |  | ExhaustSystem_CFM=500;
20654 | D30 HVAC | D3040 DISTRIBUTION SYSTEMS | D304007 EXHAUST SYSTEMS | Exhaust System | EA | ExhaustSystem_Type=Dust Collection; |  | ExhaustSystem_CFM=1000;
20655 | D30 HVAC | D3040 DISTRIBUTION SYSTEMS | D304007 EXHAUST SYSTEMS | Exhaust System | EA | ExhaustSystem_Type=Dust Collection; |  | ExhaustSystem_CFM=1500;
20656 | D30 HVAC | D3040 DISTRIBUTION SYSTEMS | D304007 EXHAUST SYSTEMS | Exhaust System | EA | ExhaustSystem_Type=Dust Collection; |  | ExhaustSystem_CFM=3000;
20657 | D30 HVAC | D3040 DISTRIBUTION SYSTEMS | D304007 EXHAUST SYSTEMS | Exhaust System | EA | ExhaustSystem_Type=Dust Collection; |  | ExhaustSystem_CFM=5000;
21534 | D30 HVAC | D3040 DISTRIBUTION SYSTEMS | D304007 EXHAUST SYSTEMS | Exhaust System | EA | ExhaustSystem_Type=Dust Collection;
20979 | D30 HVAC | D3040 DISTRIBUTION SYSTEMS | D304007 EXHAUST SYSTEMS | Exhaust System | EA | ExhaustSystem_Type=Fume Hood; |  | ExhaustSystem_CFM=8000; |  | ExhaustSystem_Length=10';
20980 | D30 HVAC | D3040 DISTRIBUTION SYSTEMS | D304007 EXHAUST SYSTEMS | Exhaust System | EA | ExhaustSystem_Type=Fume Hood; |  | ExhaustSystem_CFM=5000; |  | ExhaustSystem_Length=6';
20981 | D30 HVAC | D3040 DISTRIBUTION SYSTEMS | D304007 EXHAUST SYSTEMS | Exhaust System | EA | ExhaustSystem_Type=Fume Hood; |  | ExhaustSystem_CFM=1000; |  | ExhaustSystem_Length=3';
20982 | D30 HVAC | D3040 DISTRIBUTION SYSTEMS | D304007 EXHAUST SYSTEMS | Exhaust System | EA | ExhaustSystem_Type=Fume Hood; |  | ExhaustSystem_CFM=3500; |  | ExhaustSystem_Length=6';
20983 | D30 HVAC | D3040 DISTRIBUTION SYSTEMS | D304007 EXHAUST SYSTEMS | Exhaust System | EA | ExhaustSystem_Type=Fume Hood; |  | ExhaustSystem_CFM=2000; |  | ExhaustSystem_Length=4';
21574 | D30 HVAC | D3040 DISTRIBUTION SYSTEMS | D304007 EXHAUST SYSTEMS | Exhaust System | EA | ExhaustSystem_Type=Fume Hood;
20977 | D30 HVAC | D3040 DISTRIBUTION SYSTEMS | D304007 EXHAUST SYSTEMS | Exhaust System | EA | ExhaustSystem_Type=Garage; | ExhaustSystem_Subtype=Single Exhaust;
20978 | D30 HVAC | D3040 DISTRIBUTION SYSTEMS | D304007 EXHAUST SYSTEMS | Exhaust System | EA | ExhaustSystem_Type=Garage; | ExhaustSystem_Subtype=Dual Exhaust;
21573 | D30 HVAC | D3040 DISTRIBUTION SYSTEMS | D304007 EXHAUST SYSTEMS | Exhaust System | EA | ExhaustSystem_Type=Garage;
41217 | D30 HVAC | D3040 DISTRIBUTION SYSTEMS | D304007 EXHAUST SYSTEMS | Exhaust System | EA | ExhaustSystem_Type=General;
20965 | D30 HVAC | D3040 DISTRIBUTION SYSTEMS | D304007 EXHAUST SYSTEMS | Exhaust System | EA | ExhaustSystem_Type=Industrial; |  | ExhaustSystem_CFM=1200; | ExhaustSystem_HP=30;
20966 | D30 HVAC | D3040 DISTRIBUTION SYSTEMS | D304007 EXHAUST SYSTEMS | Exhaust System | EA | ExhaustSystem_Type=Industrial; |  | ExhaustSystem_CFM=1000; | ExhaustSystem_HP=1.5;
20967 | D30 HVAC | D3040 DISTRIBUTION SYSTEMS | D304007 EXHAUST SYSTEMS | Exhaust System | EA | ExhaustSystem_Type=Industrial; |  | ExhaustSystem_CFM=2000; | ExhaustSystem_HP=3;
20968 | D30 HVAC | D3040 DISTRIBUTION SYSTEMS | D304007 EXHAUST SYSTEMS | Exhaust System | EA | ExhaustSystem_Type=Industrial; |  | ExhaustSystem_CFM=4000; | ExhaustSystem_HP=7.5;
20969 | D30 HVAC | D3040 DISTRIBUTION SYSTEMS | D304007 EXHAUST SYSTEMS | Exhaust System | EA | ExhaustSystem_Type=Industrial; |  | ExhaustSystem_CFM=8000; | ExhaustSystem_HP=15;
21570 | D30 HVAC | D3040 DISTRIBUTION SYSTEMS | D304007 EXHAUST SYSTEMS | Exhaust System | EA | ExhaustSystem_Type=Industrial;
20620 | D30 HVAC | D3040 DISTRIBUTION SYSTEMS | D304007 EXHAUST SYSTEMS | Exhaust System | EA | ExhaustSystem_Type=Kitchen; |  | ExhaustSystem_CFM=3000;
20621 | D30 HVAC | D3040 DISTRIBUTION SYSTEMS | D304007 EXHAUST SYSTEMS | Exhaust System | EA | ExhaustSystem_Type=Kitchen; |  | ExhaustSystem_CFM=16000;
20622 | D30 HVAC | D3040 DISTRIBUTION SYSTEMS | D304007 EXHAUST SYSTEMS | Exhaust System | EA | ExhaustSystem_Type=Kitchen; |  | ExhaustSystem_CFM=12000;
20623 | D30 HVAC | D3040 DISTRIBUTION SYSTEMS | D304007 EXHAUST SYSTEMS | Exhaust System | EA | ExhaustSystem_Type=Kitchen; |  | ExhaustSystem_CFM=5000;
20624 | D30 HVAC | D3040 DISTRIBUTION SYSTEMS | D304007 EXHAUST SYSTEMS | Exhaust System | EA | ExhaustSystem_Type=Kitchen; |  | ExhaustSystem_CFM=2000;
20625 | D30 HVAC | D3040 DISTRIBUTION SYSTEMS | D304007 EXHAUST SYSTEMS | Exhaust System | EA | ExhaustSystem_Type=Kitchen; |  | ExhaustSystem_CFM=8000;
21528 | D30 HVAC | D3040 DISTRIBUTION SYSTEMS | D304007 EXHAUST SYSTEMS | Exhaust System | EA | ExhaustSystem_Type=Kitchen;
42217 | D30 HVAC | D3040 DISTRIBUTION SYSTEMS | D304007 EXHAUST SYSTEMS | Exhaust System | EA | ExhaustSystem_Type=Other;
43217 | D30 HVAC | D3040 DISTRIBUTION SYSTEMS | D304007 EXHAUST SYSTEMS | Exhaust System | EA | ExhaustSystem_Type=Unknown;
40169 | D30 HVAC | D3040 DISTRIBUTION SYSTEMS | D304007 EXHAUST SYSTEMS | Passive Vent | EA | PassiveVent_Type=Ceiling;
40170 | D30 HVAC | D3040 DISTRIBUTION SYSTEMS | D304007 EXHAUST SYSTEMS | Passive Vent | EA | PassiveVent_Type=Ceiling; |  | PassiveVent_CFM=49;
40171 | D30 HVAC | D3040 DISTRIBUTION SYSTEMS | D304007 EXHAUST SYSTEMS | Passive Vent | EA | PassiveVent_Type=Ceiling; |  | PassiveVent_CFM=80;
40172 | D30 HVAC | D3040 DISTRIBUTION SYSTEMS | D304007 EXHAUST SYSTEMS | Passive Vent | EA | PassiveVent_Type=Ceiling; |  | PassiveVent_CFM=145;
40173 | D30 HVAC | D3040 DISTRIBUTION SYSTEMS | D304007 EXHAUST SYSTEMS | Passive Vent | EA | PassiveVent_Type=Ceiling; |  | PassiveVent_CFM=250;
40174 | D30 HVAC | D3040 DISTRIBUTION SYSTEMS | D304007 EXHAUST SYSTEMS | Passive Vent | EA | PassiveVent_Type=Ceiling; |  | PassiveVent_CFM=301;
20670 | D30 HVAC | D3040 DISTRIBUTION SYSTEMS | D304008 AIR HANDLING UNITS | Air Handling Unit | EA | AHU_Type=Central Station; |  | AHU_CFM=5000; |  | AHU_VAV=VAV;
20671 | D30 HVAC | D3040 DISTRIBUTION SYSTEMS | D304008 AIR HANDLING UNITS | Air Handling Unit | EA | AHU_Type=Central Station; |  | AHU_CFM=30000; |  | AHU_VAV=VAV;
20672 | D30 HVAC | D3040 DISTRIBUTION SYSTEMS | D304008 AIR HANDLING UNITS | Air Handling Unit | EA | AHU_Type=Central Station; |  | AHU_CFM=20000; |  | AHU_VAV=VAV;
20673 | D30 HVAC | D3040 DISTRIBUTION SYSTEMS | D304008 AIR HANDLING UNITS | Air Handling Unit | EA | AHU_Type=Central Station; |  | AHU_CFM=10000; |  | AHU_VAV=VAV;
20674 | D30 HVAC | D3040 DISTRIBUTION SYSTEMS | D304008 AIR HANDLING UNITS | Air Handling Unit | EA | AHU_Type=Central Station; |  | AHU_CFM=20000;
20675 | D30 HVAC | D3040 DISTRIBUTION SYSTEMS | D304008 AIR HANDLING UNITS | Air Handling Unit | EA | AHU_Type=Central Station; |  | AHU_CFM=15000;
20676 | D30 HVAC | D3040 DISTRIBUTION SYSTEMS | D304008 AIR HANDLING UNITS | Air Handling Unit | EA | AHU_Type=Central Station; |  | AHU_CFM=10000;
20677 | D30 HVAC | D3040 DISTRIBUTION SYSTEMS | D304008 AIR HANDLING UNITS | Air Handling Unit | EA | AHU_Type=Central Station; |  | AHU_CFM=5000;
20678 | D30 HVAC | D3040 DISTRIBUTION SYSTEMS | D304008 AIR HANDLING UNITS | Air Handling Unit | EA | AHU_Type=Central Station; |  | AHU_CFM=2000;
20679 | D30 HVAC | D3040 DISTRIBUTION SYSTEMS | D304008 AIR HANDLING UNITS | Air Handling Unit | EA | AHU_Type=Central Station; |  | AHU_CFM=15000; |  | AHU_VAV=VAV;
21537 | D30 HVAC | D3040 DISTRIBUTION SYSTEMS | D304008 AIR HANDLING UNITS | Air Handling Unit | EA | AHU_Type=Central Station;
20685 | D30 HVAC | D3040 DISTRIBUTION SYSTEMS | D304008 AIR HANDLING UNITS | Air Handling Unit | EA | AHU_Type=Field Fabricated; |  | AHU_CFM=60000;
20686 | D30 HVAC | D3040 DISTRIBUTION SYSTEMS | D304008 AIR HANDLING UNITS | Air Handling Unit | EA | AHU_Type=Field Fabricated; |  | AHU_CFM=100000; |  | AHU_VAV=VAV;
20687 | D30 HVAC | D3040 DISTRIBUTION SYSTEMS | D304008 AIR HANDLING UNITS | Air Handling Unit | EA | AHU_Type=Field Fabricated; |  | AHU_CFM=150000; |  | AHU_VAV=VAV;
20688 | D30 HVAC | D3040 DISTRIBUTION SYSTEMS | D304008 AIR HANDLING UNITS | Air Handling Unit | EA | AHU_Type=Field Fabricated; |  | AHU_CFM=75000;
20689 | D30 HVAC | D3040 DISTRIBUTION SYSTEMS | D304008 AIR HANDLING UNITS | Air Handling Unit | EA | AHU_Type=Field Fabricated; |  | AHU_CFM=40000;
20690 | D30 HVAC | D3040 DISTRIBUTION SYSTEMS | D304008 AIR HANDLING UNITS | Air Handling Unit | EA | AHU_Type=Field Fabricated; |  | AHU_CFM=75000; |  | AHU_VAV=VAV;
21539 | D30 HVAC | D3040 DISTRIBUTION SYSTEMS | D304008 AIR HANDLING UNITS | Air Handling Unit | EA | AHU_Type=Field Fabricated;
41218 | D30 HVAC | D3040 DISTRIBUTION SYSTEMS | D304008 AIR HANDLING UNITS | Air Handling Unit | EA | AHU_Type=General;
40175 | D30 HVAC | D3040 DISTRIBUTION SYSTEMS | D304008 AIR HANDLING UNITS | Air Handling Unit | EA | AHU_Type=Indoor Modular;
40176 | D30 HVAC | D3040 DISTRIBUTION SYSTEMS | D304008 AIR HANDLING UNITS | Air Handling Unit | EA | AHU_Type=Indoor Modular; |  | AHU_CFM=3000; | AHU_TON=7.5;
40177 | D30 HVAC | D3040 DISTRIBUTION SYSTEMS | D304008 AIR HANDLING UNITS | Air Handling Unit | EA | AHU_Type=Indoor Modular; |  | AHU_CFM=3200; | AHU_TON=8;
40178 | D30 HVAC | D3040 DISTRIBUTION SYSTEMS | D304008 AIR HANDLING UNITS | Air Handling Unit | EA | AHU_Type=Indoor Modular; |  | AHU_CFM=4000; | AHU_TON=10;
40179 | D30 HVAC | D3040 DISTRIBUTION SYSTEMS | D304008 AIR HANDLING UNITS | Air Handling Unit | EA | AHU_Type=Indoor Modular; |  | AHU_CFM=4400; | AHU_TON=11;
40180 | D30 HVAC | D3040 DISTRIBUTION SYSTEMS | D304008 AIR HANDLING UNITS | Air Handling Unit | EA | AHU_Type=Indoor Modular; |  | AHU_CFM=6000; | AHU_TON=15;
40181 | D30 HVAC | D3040 DISTRIBUTION SYSTEMS | D304008 AIR HANDLING UNITS | Air Handling Unit | EA | AHU_Type=Indoor Modular; |  | AHU_CFM=7000; | AHU_TON=17.5;
40182 | D30 HVAC | D3040 DISTRIBUTION SYSTEMS | D304008 AIR HANDLING UNITS | Air Handling Unit | EA | AHU_Type=Indoor Modular; |  | AHU_CFM=10000; | AHU_TON=25;
40183 | D30 HVAC | D3040 DISTRIBUTION SYSTEMS | D304008 AIR HANDLING UNITS | Air Handling Unit | EA | AHU_Type=Indoor Modular; |  | AHU_CFM=12000; | AHU_TON=30;
42218 | D30 HVAC | D3040 DISTRIBUTION SYSTEMS | D304008 AIR HANDLING UNITS | Air Handling Unit | EA | AHU_Type=Other;
20698 | D30 HVAC | D3040 DISTRIBUTION SYSTEMS | D304008 AIR HANDLING UNITS | Air Handling Unit | EA | AHU_Type=Rooftop; |  | AHU_CFM=5000; |  | AHU_VAV=VAV;
20699 | D30 HVAC | D3040 DISTRIBUTION SYSTEMS | D304008 AIR HANDLING UNITS | Air Handling Unit | EA | AHU_Type=Rooftop; |  | AHU_CFM=30000; |  | AHU_VAV=VAV;
20700 | D30 HVAC | D3040 DISTRIBUTION SYSTEMS | D304008 AIR HANDLING UNITS | Air Handling Unit | EA | AHU_Type=Rooftop; |  | AHU_CFM=20000; |  | AHU_VAV=VAV;
20701 | D30 HVAC | D3040 DISTRIBUTION SYSTEMS | D304008 AIR HANDLING UNITS | Air Handling Unit | EA | AHU_Type=Rooftop; |  | AHU_CFM=15000; |  | AHU_VAV=VAV;
20702 | D30 HVAC | D3040 DISTRIBUTION SYSTEMS | D304008 AIR HANDLING UNITS | Air Handling Unit | EA | AHU_Type=Rooftop; |  | AHU_CFM=10000; |  | AHU_VAV=VAV;
20703 | D30 HVAC | D3040 DISTRIBUTION SYSTEMS | D304008 AIR HANDLING UNITS | Air Handling Unit | EA | AHU_Type=Rooftop; |  | AHU_CFM=15000;
20704 | D30 HVAC | D3040 DISTRIBUTION SYSTEMS | D304008 AIR HANDLING UNITS | Air Handling Unit | EA | AHU_Type=Rooftop; |  | AHU_CFM=10000;
20705 | D30 HVAC | D3040 DISTRIBUTION SYSTEMS | D304008 AIR HANDLING UNITS | Air Handling Unit | EA | AHU_Type=Rooftop; |  | AHU_CFM=5000;
20706 | D30 HVAC | D3040 DISTRIBUTION SYSTEMS | D304008 AIR HANDLING UNITS | Air Handling Unit | EA | AHU_Type=Rooftop; |  | AHU_CFM=2000;
20707 | D30 HVAC | D3040 DISTRIBUTION SYSTEMS | D304008 AIR HANDLING UNITS | Air Handling Unit | EA | AHU_Type=Rooftop; |  | AHU_CFM=20000;
21541 | D30 HVAC | D3040 DISTRIBUTION SYSTEMS | D304008 AIR HANDLING UNITS | Air Handling Unit | EA | AHU_Type=Rooftop;
43218 | D30 HVAC | D3040 DISTRIBUTION SYSTEMS | D304008 AIR HANDLING UNITS | Air Handling Unit | EA | AHU_Type=Unknown;
41219 | D30 HVAC | D3040 DISTRIBUTION SYSTEMS | D304090 OTHER DISTRIBUTION SYSTEMS | HVAC Distribution System | EA | HVACDistSys_Type=General;
21535 | D30 HVAC | D3040 DISTRIBUTION SYSTEMS | D304090 OTHER DISTRIBUTION SYSTEMS | HVAC Distribution System | EA | HVACDistSys_Type=Other;
43219 | D30 HVAC | D3040 DISTRIBUTION SYSTEMS | D304090 OTHER DISTRIBUTION SYSTEMS | HVAC Distribution System | EA | HVACDistSys_Type=Unknown;
44166 | D30 HVAC | D3040 DISTRIBUTION SYSTEMS | D304090 OTHER DISTRIBUTION SYSTEMS | HVAC Piping | LF | Pipe_Material=Copper ; |  | Pipe_Diameter=3;
44167 | D30 HVAC | D3040 DISTRIBUTION SYSTEMS | D304090 OTHER DISTRIBUTION SYSTEMS | HVAC Piping | LF | Pipe_Material=Copper ; |  | Pipe_Diameter=1;
44164 | D30 HVAC | D3040 DISTRIBUTION SYSTEMS | D304090 OTHER DISTRIBUTION SYSTEMS | HVAC Piping | LF | Pipe_Material=Steel; | Pipe_Type=2-Pipe | Pipe_Diameter=1;
44165 | D30 HVAC | D3040 DISTRIBUTION SYSTEMS | D304090 OTHER DISTRIBUTION SYSTEMS | HVAC Piping | LF | Pipe_Material=Steel; | Pipe_Type=2-Pipe | Pipe_Diameter=3;
21575 | D30 HVAC | D3050 TERMINAL & PACKAGE UNITS | D305001 UNIT VENTILATORS | Air Curtain | LF
40190 | D30 HVAC | D3050 TERMINAL & PACKAGE UNITS | D305001 UNIT VENTILATORS | Make-Up Air Unit | EA
40191 | D30 HVAC | D3050 TERMINAL & PACKAGE UNITS | D305001 UNIT VENTILATORS | Make-Up Air Unit | EA |  |  | MakeUpAir_CFM=2000; | MakeUpAir_MBH=168;
40192 | D30 HVAC | D3050 TERMINAL & PACKAGE UNITS | D305001 UNIT VENTILATORS | Make-Up Air Unit | EA |  |  | MakeUpAir_CFM=3000; | MakeUpAir_MBH=252;
40193 | D30 HVAC | D3050 TERMINAL & PACKAGE UNITS | D305001 UNIT VENTILATORS | Make-Up Air Unit | EA |  |  | MakeUpAir_CFM=4000; | MakeUpAir_MBH=336;
40194 | D30 HVAC | D3050 TERMINAL & PACKAGE UNITS | D305001 UNIT VENTILATORS | Make-Up Air Unit | EA |  |  | MakeUpAir_CFM=6000; | MakeUpAir_MBH=502;
40195 | D30 HVAC | D3050 TERMINAL & PACKAGE UNITS | D305001 UNIT VENTILATORS | Make-Up Air Unit | EA |  |  | MakeUpAir_CFM=8000; | MakeUpAir_MBH=670;
40196 | D30 HVAC | D3050 TERMINAL & PACKAGE UNITS | D305001 UNIT VENTILATORS | Make-Up Air Unit | EA |  |  | MakeUpAir_CFM=10000; | MakeUpAir_MBH=838;
40197 | D30 HVAC | D3050 TERMINAL & PACKAGE UNITS | D305001 UNIT VENTILATORS | Make-Up Air Unit | EA |  |  | MakeUpAir_CFM=12000; | MakeUpAir_MBH=1005;
40198 | D30 HVAC | D3050 TERMINAL & PACKAGE UNITS | D305001 UNIT VENTILATORS | Make-Up Air Unit | EA |  |  | MakeUpAir_CFM=14000; | MakeUpAir_MBH=1180;
40199 | D30 HVAC | D3050 TERMINAL & PACKAGE UNITS | D305001 UNIT VENTILATORS | Make-Up Air Unit | EA |  |  | MakeUpAir_CFM=18000; | MakeUpAir_MBH=1340;
40200 | D30 HVAC | D3050 TERMINAL & PACKAGE UNITS | D305001 UNIT VENTILATORS | Make-Up Air Unit | EA |  |  | MakeUpAir_CFM=20000; | MakeUpAir_MBH=1675;
40201 | D30 HVAC | D3050 TERMINAL & PACKAGE UNITS | D305001 UNIT VENTILATORS | Make-Up Air Unit | EA |  |  | MakeUpAir_CFM=24000; | MakeUpAir_MBH=2007;
40202 | D30 HVAC | D3050 TERMINAL & PACKAGE UNITS | D305001 UNIT VENTILATORS | Make-Up Air Unit | EA |  |  | MakeUpAir_CFM=30000; | MakeUpAir_MBH=2510;
40203 | D30 HVAC | D3050 TERMINAL & PACKAGE UNITS | D305001 UNIT VENTILATORS | Make-Up Air Unit | EA |  |  | MakeUpAir_CFM=35000; | MakeUpAir_MBH=2930;
40204 | D30 HVAC | D3050 TERMINAL & PACKAGE UNITS | D305001 UNIT VENTILATORS | Make-Up Air Unit | EA |  |  | MakeUpAir_CFM=40000; | MakeUpAir_MBH=3350;
40205 | D30 HVAC | D3050 TERMINAL & PACKAGE UNITS | D305001 UNIT VENTILATORS | Make-Up Air Unit | EA |  |  | MakeUpAir_CFM=45000; | MakeUpAir_MBH=3770;
40206 | D30 HVAC | D3050 TERMINAL & PACKAGE UNITS | D305001 UNIT VENTILATORS | Make-Up Air Unit | EA |  |  | MakeUpAir_CFM=50000; | MakeUpAir_MBH=4180;
40207 | D30 HVAC | D3050 TERMINAL & PACKAGE UNITS | D305001 UNIT VENTILATORS | Make-Up Air Unit | EA |  |  | MakeUpAir_CFM=55000; | MakeUpAir_MBH=4600;
40208 | D30 HVAC | D3050 TERMINAL & PACKAGE UNITS | D305001 UNIT VENTILATORS | Make-Up Air Unit | EA |  |  | MakeUpAir_CFM=60000; | MakeUpAir_MBH=5020;
40209 | D30 HVAC | D3050 TERMINAL & PACKAGE UNITS | D305001 UNIT VENTILATORS | Make-Up Air Unit | EA |  |  | MakeUpAir_CFM=65000; | MakeUpAir_MBH=5435;
40210 | D30 HVAC | D3050 TERMINAL & PACKAGE UNITS | D305001 UNIT VENTILATORS | Make-Up Air Unit | EA |  |  | MakeUpAir_CFM=75000; | MakeUpAir_MBH=6275;
35007 | D30 HVAC | D3050 TERMINAL & PACKAGE UNITS | D305001 UNIT VENTILATORS | Unit Ventilator | EA | VentilationFan_Type=Axial;
20791 | D30 HVAC | D3050 TERMINAL & PACKAGE UNITS | D305001 UNIT VENTILATORS | Unit Ventilator | EA | VentilationFan_Type=Centifugal In-Line; |  | VentilationFan_CFM=3500;
20792 | D30 HVAC | D3050 TERMINAL & PACKAGE UNITS | D305001 UNIT VENTILATORS | Unit Ventilator | EA | VentilationFan_Type=Centifugal In-Line; |  | VentilationFan_CFM=500;
20793 | D30 HVAC | D3050 TERMINAL & PACKAGE UNITS | D305001 UNIT VENTILATORS | Unit Ventilator | EA | VentilationFan_Type=Centifugal In-Line; |  | VentilationFan_CFM=10000;
20794 | D30 HVAC | D3050 TERMINAL & PACKAGE UNITS | D305001 UNIT VENTILATORS | Unit Ventilator | EA | VentilationFan_Type=Centifugal In-Line; |  | VentilationFan_CFM=5000;
20795 | D30 HVAC | D3050 TERMINAL & PACKAGE UNITS | D305001 UNIT VENTILATORS | Unit Ventilator | EA | VentilationFan_Type=Centifugal In-Line; |  | VentilationFan_CFM=2500;
20796 | D30 HVAC | D3050 TERMINAL & PACKAGE UNITS | D305001 UNIT VENTILATORS | Unit Ventilator | EA | VentilationFan_Type=Centifugal In-Line; |  | VentilationFan_CFM=1500;
20797 | D30 HVAC | D3050 TERMINAL & PACKAGE UNITS | D305001 UNIT VENTILATORS | Unit Ventilator | EA | VentilationFan_Type=Centifugal In-Line; |  | VentilationFan_CFM=1300;
20798 | D30 HVAC | D3050 TERMINAL & PACKAGE UNITS | D305001 UNIT VENTILATORS | Unit Ventilator | EA | VentilationFan_Type=Centifugal In-Line; |  | VentilationFan_CFM=7500;
21548 | D30 HVAC | D3050 TERMINAL & PACKAGE UNITS | D305001 UNIT VENTILATORS | Unit Ventilator | EA | VentilationFan_Type=Centifugal In-Line;
41220 | D30 HVAC | D3050 TERMINAL & PACKAGE UNITS | D305001 UNIT VENTILATORS | Unit Ventilator | EA | VentilationFan_Type=General;
42220 | D30 HVAC | D3050 TERMINAL & PACKAGE UNITS | D305001 UNIT VENTILATORS | Unit Ventilator | EA | VentilationFan_Type=Other;
43220 | D30 HVAC | D3050 TERMINAL & PACKAGE UNITS | D305001 UNIT VENTILATORS | Unit Ventilator | EA | VentilationFan_Type=Unknown;
20691 | D30 HVAC | D3050 TERMINAL & PACKAGE UNITS | D305001 UNIT VENTILATORS | Unit Ventilator | EA | VentilationFan_Type=Utility Set; |  | VentilationFan_CFM=2000;
20692 | D30 HVAC | D3050 TERMINAL & PACKAGE UNITS | D305001 UNIT VENTILATORS | Unit Ventilator | EA | VentilationFan_Type=Utility Set; |  | VentilationFan_CFM=3500;
20693 | D30 HVAC | D3050 TERMINAL & PACKAGE UNITS | D305001 UNIT VENTILATORS | Unit Ventilator | EA | VentilationFan_Type=Utility Set; |  | VentilationFan_CFM=5000;
20694 | D30 HVAC | D3050 TERMINAL & PACKAGE UNITS | D305001 UNIT VENTILATORS | Unit Ventilator | EA | VentilationFan_Type=Utility Set; |  | VentilationFan_CFM=7500;
20695 | D30 HVAC | D3050 TERMINAL & PACKAGE UNITS | D305001 UNIT VENTILATORS | Unit Ventilator | EA | VentilationFan_Type=Utility Set; |  | VentilationFan_CFM=10000;
20696 | D30 HVAC | D3050 TERMINAL & PACKAGE UNITS | D305001 UNIT VENTILATORS | Unit Ventilator | EA | VentilationFan_Type=Utility Set; |  | VentilationFan_CFM=15000;
20697 | D30 HVAC | D3050 TERMINAL & PACKAGE UNITS | D305001 UNIT VENTILATORS | Unit Ventilator | EA | VentilationFan_Type=Utility Set; |  | VentilationFan_CFM=20000;
21540 | D30 HVAC | D3050 TERMINAL & PACKAGE UNITS | D305001 UNIT VENTILATORS | Unit Ventilator | EA | VentilationFan_Type=Utility Set;
41221 | D30 HVAC | D3050 TERMINAL & PACKAGE UNITS | D305002 UNIT HEATERS | Unit Heater | EA | UnitHeater_Type=General;
20942 | D30 HVAC | D3050 TERMINAL & PACKAGE UNITS | D305002 UNIT HEATERS | Unit Heater | EA | UnitHeater_Type=Hydronic; |  | UnitHeater_Capacity=150;
20943 | D30 HVAC | D3050 TERMINAL & PACKAGE UNITS | D305002 UNIT HEATERS | Unit Heater | EA | UnitHeater_Type=Hydronic; |  | UnitHeater_Capacity=200;
20944 | D30 HVAC | D3050 TERMINAL & PACKAGE UNITS | D305002 UNIT HEATERS | Unit Heater | EA | UnitHeater_Type=Hydronic; |  | UnitHeater_Capacity=100;
20945 | D30 HVAC | D3050 TERMINAL & PACKAGE UNITS | D305002 UNIT HEATERS | Unit Heater | EA | UnitHeater_Type=Hydronic; |  | UnitHeater_Capacity=60;
20946 | D30 HVAC | D3050 TERMINAL & PACKAGE UNITS | D305002 UNIT HEATERS | Unit Heater | EA | UnitHeater_Type=Hydronic; |  | UnitHeater_Capacity=20;
20947 | D30 HVAC | D3050 TERMINAL & PACKAGE UNITS | D305002 UNIT HEATERS | Unit Heater | EA | UnitHeater_Type=Hydronic; |  | UnitHeater_Capacity=300;
21565 | D30 HVAC | D3050 TERMINAL & PACKAGE UNITS | D305002 UNIT HEATERS | Unit Heater | EA | UnitHeater_Type=Hydronic;
20804 | D30 HVAC | D3050 TERMINAL & PACKAGE UNITS | D305002 UNIT HEATERS | Unit Heater | EA | UnitHeater_Type=Infrared; |  | UnitHeater_Capacity=50;
20805 | D30 HVAC | D3050 TERMINAL & PACKAGE UNITS | D305002 UNIT HEATERS | Unit Heater | EA | UnitHeater_Type=Infrared; |  | UnitHeater_Capacity=105;
20806 | D30 HVAC | D3050 TERMINAL & PACKAGE UNITS | D305002 UNIT HEATERS | Unit Heater | EA | UnitHeater_Type=Infrared; |  | UnitHeater_Capacity=120;
20807 | D30 HVAC | D3050 TERMINAL & PACKAGE UNITS | D305002 UNIT HEATERS | Unit Heater | EA | UnitHeater_Type=Infrared; |  | UnitHeater_Capacity=80;
20808 | D30 HVAC | D3050 TERMINAL & PACKAGE UNITS | D305002 UNIT HEATERS | Unit Heater | EA | UnitHeater_Type=Infrared; |  | UnitHeater_Capacity=40;
20809 | D30 HVAC | D3050 TERMINAL & PACKAGE UNITS | D305002 UNIT HEATERS | Unit Heater | EA | UnitHeater_Type=Infrared; |  | UnitHeater_Capacity=20;
20810 | D30 HVAC | D3050 TERMINAL & PACKAGE UNITS | D305002 UNIT HEATERS | Unit Heater | EA | UnitHeater_Type=Infrared; |  | UnitHeater_Capacity=90;
20811 | D30 HVAC | D3050 TERMINAL & PACKAGE UNITS | D305002 UNIT HEATERS | Unit Heater | EA | UnitHeater_Type=Infrared; |  | UnitHeater_Capacity=105;
20812 | D30 HVAC | D3050 TERMINAL & PACKAGE UNITS | D305002 UNIT HEATERS | Unit Heater | EA | UnitHeater_Type=Infrared; |  | UnitHeater_Capacity=90;
20813 | D30 HVAC | D3050 TERMINAL & PACKAGE UNITS | D305002 UNIT HEATERS | Unit Heater | EA | UnitHeater_Type=Infrared; |  | UnitHeater_Capacity=60;
20814 | D30 HVAC | D3050 TERMINAL & PACKAGE UNITS | D305002 UNIT HEATERS | Unit Heater | EA | UnitHeater_Type=Infrared; |  | UnitHeater_Capacity=45;
20815 | D30 HVAC | D3050 TERMINAL & PACKAGE UNITS | D305002 UNIT HEATERS | Unit Heater | EA | UnitHeater_Type=Infrared; |  | UnitHeater_Capacity=30;
20816 | D30 HVAC | D3050 TERMINAL & PACKAGE UNITS | D305002 UNIT HEATERS | Unit Heater | EA | UnitHeater_Type=Infrared; |  | UnitHeater_Capacity=15;
20817 | D30 HVAC | D3050 TERMINAL & PACKAGE UNITS | D305002 UNIT HEATERS | Unit Heater | EA | UnitHeater_Type=Infrared; |  | UnitHeater_Capacity=119;
20818 | D30 HVAC | D3050 TERMINAL & PACKAGE UNITS | D305002 UNIT HEATERS | Unit Heater | EA | UnitHeater_Type=Infrared; |  | UnitHeater_Capacity=75;
21552 | D30 HVAC | D3050 TERMINAL & PACKAGE UNITS | D305002 UNIT HEATERS | Unit Heater | EA | UnitHeater_Type=Infrared;
42221 | D30 HVAC | D3050 TERMINAL & PACKAGE UNITS | D305002 UNIT HEATERS | Unit Heater | EA | UnitHeater_Type=Other;
43221 | D30 HVAC | D3050 TERMINAL & PACKAGE UNITS | D305002 UNIT HEATERS | Unit Heater | EA | UnitHeater_Type=Unknown;
20606 | D30 HVAC | D3050 TERMINAL & PACKAGE UNITS | D305003 FAN COIL UNITS | Fan Coil Unit | EA | FCU_Type=DX; |  | FCU_TON=7.5;
20607 | D30 HVAC | D3050 TERMINAL & PACKAGE UNITS | D305003 FAN COIL UNITS | Fan Coil Unit | EA | FCU_Type=DX; |  | FCU_TON=30;
20608 | D30 HVAC | D3050 TERMINAL & PACKAGE UNITS | D305003 FAN COIL UNITS | Fan Coil Unit | EA | FCU_Type=DX; |  | FCU_TON=15;
20609 | D30 HVAC | D3050 TERMINAL & PACKAGE UNITS | D305003 FAN COIL UNITS | Fan Coil Unit | EA | FCU_Type=DX; |  | FCU_TON=20;
20610 | D30 HVAC | D3050 TERMINAL & PACKAGE UNITS | D305003 FAN COIL UNITS | Fan Coil Unit | EA | FCU_Type=DX; |  | FCU_TON=11;
20611 | D30 HVAC | D3050 TERMINAL & PACKAGE UNITS | D305003 FAN COIL UNITS | Fan Coil Unit | EA | FCU_Type=DX; |  | FCU_TON=10;
20612 | D30 HVAC | D3050 TERMINAL & PACKAGE UNITS | D305003 FAN COIL UNITS | Fan Coil Unit | EA | FCU_Type=DX; |  | FCU_TON=4;
20613 | D30 HVAC | D3050 TERMINAL & PACKAGE UNITS | D305003 FAN COIL UNITS | Fan Coil Unit | EA | FCU_Type=DX; |  | FCU_TON=3.5;
20614 | D30 HVAC | D3050 TERMINAL & PACKAGE UNITS | D305003 FAN COIL UNITS | Fan Coil Unit | EA | FCU_Type=DX; |  | FCU_TON=3;
20615 | D30 HVAC | D3050 TERMINAL & PACKAGE UNITS | D305003 FAN COIL UNITS | Fan Coil Unit | EA | FCU_Type=DX; |  | FCU_TON=25;
20616 | D30 HVAC | D3050 TERMINAL & PACKAGE UNITS | D305003 FAN COIL UNITS | Fan Coil Unit | EA | FCU_Type=DX; |  | FCU_TON=2.5;
20617 | D30 HVAC | D3050 TERMINAL & PACKAGE UNITS | D305003 FAN COIL UNITS | Fan Coil Unit | EA | FCU_Type=DX; |  | FCU_TON=2;
20618 | D30 HVAC | D3050 TERMINAL & PACKAGE UNITS | D305003 FAN COIL UNITS | Fan Coil Unit | EA | FCU_Type=DX; |  | FCU_TON=1.5;
20619 | D30 HVAC | D3050 TERMINAL & PACKAGE UNITS | D305003 FAN COIL UNITS | Fan Coil Unit | EA | FCU_Type=DX; |  | FCU_TON=5;
21527 | D30 HVAC | D3050 TERMINAL & PACKAGE UNITS | D305003 FAN COIL UNITS | Fan Coil Unit | EA | FCU_Type=DX;
41222 | D30 HVAC | D3050 TERMINAL & PACKAGE UNITS | D305003 FAN COIL UNITS | Fan Coil Unit | EA | FCU_Type=General;
20708 | D30 HVAC | D3050 TERMINAL & PACKAGE UNITS | D305003 FAN COIL UNITS | Fan Coil Unit | EA | FCU_Type=Hydronic; | FCU_Subtype=2 Pipe; | FCU_TON=2; |  | FCU_Mount=Cab Mount;
20709 | D30 HVAC | D3050 TERMINAL & PACKAGE UNITS | D305003 FAN COIL UNITS | Fan Coil Unit | EA | FCU_Type=Hydronic; | FCU_Subtype=2 Pipe; | FCU_TON=3; |  | FCU_Mount=Cab Mount; | FCU_AuxHeat=Elec. Heat;
20710 | D30 HVAC | D3050 TERMINAL & PACKAGE UNITS | D305003 FAN COIL UNITS | Fan Coil Unit | EA | FCU_Type=Hydronic; | FCU_Subtype=2 Pipe; | FCU_TON=2; |  | FCU_Mount=Cab Mount; | FCU_AuxHeat=Elec. Heat;
20711 | D30 HVAC | D3050 TERMINAL & PACKAGE UNITS | D305003 FAN COIL UNITS | Fan Coil Unit | EA | FCU_Type=Hydronic; | FCU_Subtype=2 Pipe; | FCU_TON=1.5; |  | FCU_Mount=Cab Mount; | FCU_AuxHeat=Elec. Heat;
20712 | D30 HVAC | D3050 TERMINAL & PACKAGE UNITS | D305003 FAN COIL UNITS | Fan Coil Unit | EA | FCU_Type=Hydronic; | FCU_Subtype=2 Pipe; | FCU_TON=1; |  | FCU_Mount=Cab Mount; | FCU_AuxHeat=Elec. Heat;
20713 | D30 HVAC | D3050 TERMINAL & PACKAGE UNITS | D305003 FAN COIL UNITS | Fan Coil Unit | EA | FCU_Type=Hydronic; | FCU_Subtype=2 Pipe; | FCU_TON=3; |  | FCU_Mount=Cab Mount;
20714 | D30 HVAC | D3050 TERMINAL & PACKAGE UNITS | D305003 FAN COIL UNITS | Fan Coil Unit | EA | FCU_Type=Hydronic; | FCU_Subtype=2 Pipe; | FCU_TON=1.5; |  | FCU_Mount=Cab Mount;
20715 | D30 HVAC | D3050 TERMINAL & PACKAGE UNITS | D305003 FAN COIL UNITS | Fan Coil Unit | EA | FCU_Type=Hydronic; | FCU_Subtype=2 Pipe; | FCU_TON=1; |  | FCU_Mount=Cab Mount;
20716 | D30 HVAC | D3050 TERMINAL & PACKAGE UNITS | D305003 FAN COIL UNITS | Fan Coil Unit | EA | FCU_Type=Hydronic; | FCU_Subtype=2 Pipe; | FCU_TON=0.5; |  | FCU_Mount=Cab Mount;
20717 | D30 HVAC | D3050 TERMINAL & PACKAGE UNITS | D305003 FAN COIL UNITS | Fan Coil Unit | EA | FCU_Type=Hydronic; | FCU_Subtype=2 Pipe; | FCU_TON=0.5; |  | FCU_Mount=Cab Mount; | FCU_AuxHeat=Elec. Heat;
20718 | D30 HVAC | D3050 TERMINAL & PACKAGE UNITS | D305003 FAN COIL UNITS | Fan Coil Unit | EA | FCU_Type=Hydronic; | FCU_Subtype=4 Pipe; | FCU_TON=2; |  | FCU_Mount=Cab Mount;
20719 | D30 HVAC | D3050 TERMINAL & PACKAGE UNITS | D305003 FAN COIL UNITS | Fan Coil Unit | EA | FCU_Type=Hydronic; | FCU_Subtype=4 Pipe; | FCU_TON=0.5; |  | FCU_Mount=Cab Mount;
20720 | D30 HVAC | D3050 TERMINAL & PACKAGE UNITS | D305003 FAN COIL UNITS | Fan Coil Unit | EA | FCU_Type=Hydronic; | FCU_Subtype=4 Pipe; | FCU_TON=3; |  | FCU_Mount=Cab Mount;
20721 | D30 HVAC | D3050 TERMINAL & PACKAGE UNITS | D305003 FAN COIL UNITS | Fan Coil Unit | EA | FCU_Type=Hydronic; | FCU_Subtype=4 Pipe; | FCU_TON=1; |  | FCU_Mount=Cab Mount;
20722 | D30 HVAC | D3050 TERMINAL & PACKAGE UNITS | D305003 FAN COIL UNITS | Fan Coil Unit | EA | FCU_Type=Hydronic; | FCU_Subtype=4 Pipe; | FCU_TON=1.5; |  | FCU_Mount=Cab Mount;
20723 | D30 HVAC | D3050 TERMINAL & PACKAGE UNITS | D305003 FAN COIL UNITS | Fan Coil Unit | EA | FCU_Type=Hydronic; | FCU_Subtype=2 Pipe; | FCU_TON=1; |  | FCU_Mount=Duct Mount; | FCU_AuxHeat=Elec. Heat;
20724 | D30 HVAC | D3050 TERMINAL & PACKAGE UNITS | D305003 FAN COIL UNITS | Fan Coil Unit | EA | FCU_Type=Hydronic; | FCU_Subtype=2 Pipe; | FCU_TON=8; |  | FCU_Mount=Duct Mount; | FCU_AuxHeat=Elec. Heat;
20725 | D30 HVAC | D3050 TERMINAL & PACKAGE UNITS | D305003 FAN COIL UNITS | Fan Coil Unit | EA | FCU_Type=Hydronic; | FCU_Subtype=2 Pipe; | FCU_TON=7; |  | FCU_Mount=Duct Mount; | FCU_AuxHeat=Elec. Heat;
20726 | D30 HVAC | D3050 TERMINAL & PACKAGE UNITS | D305003 FAN COIL UNITS | Fan Coil Unit | EA | FCU_Type=Hydronic; | FCU_Subtype=2 Pipe; | FCU_TON=1.5; |  | FCU_Mount=Duct Mount;
20727 | D30 HVAC | D3050 TERMINAL & PACKAGE UNITS | D305003 FAN COIL UNITS | Fan Coil Unit | EA | FCU_Type=Hydronic; | FCU_Subtype=2 Pipe; | FCU_TON=6; |  | FCU_Mount=Duct Mount; | FCU_AuxHeat=Elec. Heat;
20728 | D30 HVAC | D3050 TERMINAL & PACKAGE UNITS | D305003 FAN COIL UNITS | Fan Coil Unit | EA | FCU_Type=Hydronic; | FCU_Subtype=2 Pipe; | FCU_TON=10; |  | FCU_Mount=Duct Mount; | FCU_AuxHeat=Elec. Heat;
20729 | D30 HVAC | D3050 TERMINAL & PACKAGE UNITS | D305003 FAN COIL UNITS | Fan Coil Unit | EA | FCU_Type=Hydronic; | FCU_Subtype=2 Pipe; | FCU_TON=5; |  | FCU_Mount=Duct Mount; | FCU_AuxHeat=Elec. Heat;
20730 | D30 HVAC | D3050 TERMINAL & PACKAGE UNITS | D305003 FAN COIL UNITS | Fan Coil Unit | EA | FCU_Type=Hydronic; | FCU_Subtype=2 Pipe; | FCU_TON=4; |  | FCU_Mount=Duct Mount; | FCU_AuxHeat=Elec. Heat;
20731 | D30 HVAC | D3050 TERMINAL & PACKAGE UNITS | D305003 FAN COIL UNITS | Fan Coil Unit | EA | FCU_Type=Hydronic; | FCU_Subtype=2 Pipe; | FCU_TON=3.5; |  | FCU_Mount=Duct Mount; | FCU_AuxHeat=Elec. Heat;
20732 | D30 HVAC | D3050 TERMINAL & PACKAGE UNITS | D305003 FAN COIL UNITS | Fan Coil Unit | EA | FCU_Type=Hydronic; | FCU_Subtype=2 Pipe; | FCU_TON=3; |  | FCU_Mount=Duct Mount; | FCU_AuxHeat=Elec. Heat;
20733 | D30 HVAC | D3050 TERMINAL & PACKAGE UNITS | D305003 FAN COIL UNITS | Fan Coil Unit | EA | FCU_Type=Hydronic; | FCU_Subtype=2 Pipe; | FCU_TON=2; |  | FCU_Mount=Duct Mount; | FCU_AuxHeat=Elec. Heat;
20734 | D30 HVAC | D3050 TERMINAL & PACKAGE UNITS | D305003 FAN COIL UNITS | Fan Coil Unit | EA | FCU_Type=Hydronic; | FCU_Subtype=2 Pipe; | FCU_TON=1.5; |  | FCU_Mount=Duct Mount; | FCU_AuxHeat=Elec. Heat;
20735 | D30 HVAC | D3050 TERMINAL & PACKAGE UNITS | D305003 FAN COIL UNITS | Fan Coil Unit | EA | FCU_Type=Hydronic; | FCU_Subtype=2 Pipe; | FCU_TON=0.5; |  | FCU_Mount=Duct Mount; | FCU_AuxHeat=Elec. Heat;
20736 | D30 HVAC | D3050 TERMINAL & PACKAGE UNITS | D305003 FAN COIL UNITS | Fan Coil Unit | EA | FCU_Type=Hydronic; | FCU_Subtype=2 Pipe; | FCU_TON=10; |  | FCU_Mount=Duct Mount;
20737 | D30 HVAC | D3050 TERMINAL & PACKAGE UNITS | D305003 FAN COIL UNITS | Fan Coil Unit | EA | FCU_Type=Hydronic; | FCU_Subtype=2 Pipe; | FCU_TON=8; |  | FCU_Mount=Duct Mount;
20738 | D30 HVAC | D3050 TERMINAL & PACKAGE UNITS | D305003 FAN COIL UNITS | Fan Coil Unit | EA | FCU_Type=Hydronic; | FCU_Subtype=2 Pipe; | FCU_TON=7; |  | FCU_Mount=Duct Mount;
20739 | D30 HVAC | D3050 TERMINAL & PACKAGE UNITS | D305003 FAN COIL UNITS | Fan Coil Unit | EA | FCU_Type=Hydronic; | FCU_Subtype=2 Pipe; | FCU_TON=6; |  | FCU_Mount=Duct Mount;
20740 | D30 HVAC | D3050 TERMINAL & PACKAGE UNITS | D305003 FAN COIL UNITS | Fan Coil Unit | EA | FCU_Type=Hydronic; | FCU_Subtype=2 Pipe; | FCU_TON=5; |  | FCU_Mount=Duct Mount;
20741 | D30 HVAC | D3050 TERMINAL & PACKAGE UNITS | D305003 FAN COIL UNITS | Fan Coil Unit | EA | FCU_Type=Hydronic; | FCU_Subtype=2 Pipe; | FCU_TON=4; |  | FCU_Mount=Duct Mount;
20742 | D30 HVAC | D3050 TERMINAL & PACKAGE UNITS | D305003 FAN COIL UNITS | Fan Coil Unit | EA | FCU_Type=Hydronic; | FCU_Subtype=2 Pipe; | FCU_TON=3.5; |  | FCU_Mount=Duct Mount;
20743 | D30 HVAC | D3050 TERMINAL & PACKAGE UNITS | D305003 FAN COIL UNITS | Fan Coil Unit | EA | FCU_Type=Hydronic; | FCU_Subtype=2 Pipe; | FCU_TON=2; |  | FCU_Mount=Duct Mount;
20744 | D30 HVAC | D3050 TERMINAL & PACKAGE UNITS | D305003 FAN COIL UNITS | Fan Coil Unit | EA | FCU_Type=Hydronic; | FCU_Subtype=2 Pipe; | FCU_TON=1; |  | FCU_Mount=Duct Mount;
20745 | D30 HVAC | D3050 TERMINAL & PACKAGE UNITS | D305003 FAN COIL UNITS | Fan Coil Unit | EA | FCU_Type=Hydronic; | FCU_Subtype=2 Pipe; | FCU_TON=0.5; |  | FCU_Mount=Duct Mount;
20746 | D30 HVAC | D3050 TERMINAL & PACKAGE UNITS | D305003 FAN COIL UNITS | Fan Coil Unit | EA | FCU_Type=Hydronic; | FCU_Subtype=2 Pipe; | FCU_TON=3; |  | FCU_Mount=Duct Mount;
20747 | D30 HVAC | D3050 TERMINAL & PACKAGE UNITS | D305003 FAN COIL UNITS | Fan Coil Unit | EA | FCU_Type=Hydronic; | FCU_Subtype=4 Pipe; | FCU_TON=2; |  | FCU_Mount=Duct Mount;
20748 | D30 HVAC | D3050 TERMINAL & PACKAGE UNITS | D305003 FAN COIL UNITS | Fan Coil Unit | EA | FCU_Type=Hydronic; | FCU_Subtype=4 Pipe; | FCU_TON=0.5; |  | FCU_Mount=Duct Mount;
20749 | D30 HVAC | D3050 TERMINAL & PACKAGE UNITS | D305003 FAN COIL UNITS | Fan Coil Unit | EA | FCU_Type=Hydronic; | FCU_Subtype=4 Pipe; | FCU_TON=8; |  | FCU_Mount=Duct Mount;
20750 | D30 HVAC | D3050 TERMINAL & PACKAGE UNITS | D305003 FAN COIL UNITS | Fan Coil Unit | EA | FCU_Type=Hydronic; | FCU_Subtype=4 Pipe; | FCU_TON=10; |  | FCU_Mount=Duct Mount;
20751 | D30 HVAC | D3050 TERMINAL & PACKAGE UNITS | D305003 FAN COIL UNITS | Fan Coil Unit | EA | FCU_Type=Hydronic; | FCU_Subtype=4 Pipe; | FCU_TON=7; |  | FCU_Mount=Duct Mount;
20752 | D30 HVAC | D3050 TERMINAL & PACKAGE UNITS | D305003 FAN COIL UNITS | Fan Coil Unit | EA | FCU_Type=Hydronic; | FCU_Subtype=4 Pipe; | FCU_TON=6; |  | FCU_Mount=Duct Mount;
20753 | D30 HVAC | D3050 TERMINAL & PACKAGE UNITS | D305003 FAN COIL UNITS | Fan Coil Unit | EA | FCU_Type=Hydronic; | FCU_Subtype=4 Pipe; | FCU_TON=5; |  | FCU_Mount=Duct Mount;
20754 | D30 HVAC | D3050 TERMINAL & PACKAGE UNITS | D305003 FAN COIL UNITS | Fan Coil Unit | EA | FCU_Type=Hydronic; | FCU_Subtype=4 Pipe; | FCU_TON=4; |  | FCU_Mount=Duct Mount;
20755 | D30 HVAC | D3050 TERMINAL & PACKAGE UNITS | D305003 FAN COIL UNITS | Fan Coil Unit | EA | FCU_Type=Hydronic; | FCU_Subtype=4 Pipe; | FCU_TON=3.5; |  | FCU_Mount=Duct Mount;
20756 | D30 HVAC | D3050 TERMINAL & PACKAGE UNITS | D305003 FAN COIL UNITS | Fan Coil Unit | EA | FCU_Type=Hydronic; | FCU_Subtype=4 Pipe; | FCU_TON=3; |  | FCU_Mount=Duct Mount;
20757 | D30 HVAC | D3050 TERMINAL & PACKAGE UNITS | D305003 FAN COIL UNITS | Fan Coil Unit | EA | FCU_Type=Hydronic; | FCU_Subtype=4 Pipe; | FCU_TON=1; |  | FCU_Mount=Duct Mount;
20758 | D30 HVAC | D3050 TERMINAL & PACKAGE UNITS | D305003 FAN COIL UNITS | Fan Coil Unit | EA | FCU_Type=Hydronic; | FCU_Subtype=4 Pipe; | FCU_TON=1.5; |  | FCU_Mount=Duct Mount;
21542 | D30 HVAC | D3050 TERMINAL & PACKAGE UNITS | D305003 FAN COIL UNITS | Fan Coil Unit | EA | FCU_Type=Hydronic; | FCU_Subtype=2 Pipe; |  |  | FCU_Mount=Cab Mount;
21543 | D30 HVAC | D3050 TERMINAL & PACKAGE UNITS | D305003 FAN COIL UNITS | Fan Coil Unit | EA | FCU_Type=Hydronic; | FCU_Subtype=4 Pipe; |  |  | FCU_Mount=Cab Mount;
21544 | D30 HVAC | D3050 TERMINAL & PACKAGE UNITS | D305003 FAN COIL UNITS | Fan Coil Unit | EA | FCU_Type=Hydronic; | FCU_Subtype=2 Pipe; |  |  | FCU_Mount=Duct Mount;
21545 | D30 HVAC | D3050 TERMINAL & PACKAGE UNITS | D305003 FAN COIL UNITS | Fan Coil Unit | EA | FCU_Type=Hydronic; | FCU_Subtype=4 Pipe; |  |  | FCU_Mount=Duct Mount;
42222 | D30 HVAC | D3050 TERMINAL & PACKAGE UNITS | D305003 FAN COIL UNITS | Fan Coil Unit | EA | FCU_Type=Other;
43222 | D30 HVAC | D3050 TERMINAL & PACKAGE UNITS | D305003 FAN COIL UNITS | Fan Coil Unit | EA | FCU_Type=Unknown;
40185 | D30 HVAC | D3050 TERMINAL & PACKAGE UNITS | D305004 FIN TUBE RADIATION | Baseboard Heater | LF | BaseboardHeat_Type=Hydronic; |  | BaseboardHeat_Diameter=0.5;
40186 | D30 HVAC | D3050 TERMINAL & PACKAGE UNITS | D305004 FIN TUBE RADIATION | Baseboard Heater | LF | BaseboardHeat_Type=Hydronic; |  | BaseboardHeat_Diameter=0.75;
40187 | D30 HVAC | D3050 TERMINAL & PACKAGE UNITS | D305004 FIN TUBE RADIATION | Baseboard Heater | LF | BaseboardHeat_Type=Hydronic; |  | BaseboardHeat_Diameter=1;
40188 | D30 HVAC | D3050 TERMINAL & PACKAGE UNITS | D305004 FIN TUBE RADIATION | Baseboard Heater | LF | BaseboardHeat_Type=Hydronic; |  | BaseboardHeat_Diameter=1.25;
20835 | D30 HVAC | D3050 TERMINAL & PACKAGE UNITS | D305004 FIN TUBE RADIATION | Fin Tube Radiator | EA |  |  | FinTubeRadiator_Length=6;
20836 | D30 HVAC | D3050 TERMINAL & PACKAGE UNITS | D305004 FIN TUBE RADIATION | Fin Tube Radiator | EA |  |  | FinTubeRadiator_Length=8;
20837 | D30 HVAC | D3050 TERMINAL & PACKAGE UNITS | D305004 FIN TUBE RADIATION | Fin Tube Radiator | EA |  |  | FinTubeRadiator_Length=2;
20838 | D30 HVAC | D3050 TERMINAL & PACKAGE UNITS | D305004 FIN TUBE RADIATION | Fin Tube Radiator | EA |  |  | FinTubeRadiator_Length=10;
21554 | D30 HVAC | D3050 TERMINAL & PACKAGE UNITS | D305004 FIN TUBE RADIATION | Fin Tube Radiator | EA
21620 | D30 HVAC | D3050 TERMINAL & PACKAGE UNITS | D305004 FIN TUBE RADIATION | Fin Tube Radiator | LF |  |  | FinTubeRadiator_Length=General;
42223 | D30 HVAC | D3050 TERMINAL & PACKAGE UNITS | D305004 FIN TUBE RADIATION | Fin Tube Radiator | EA |  |  | FinTubeRadiator_Length=Other;
43223 | D30 HVAC | D3050 TERMINAL & PACKAGE UNITS | D305004 FIN TUBE RADIATION | Fin Tube Radiator | EA |  |  | FinTubeRadiator_Length=Unknown;
20819 | D30 HVAC | D3050 TERMINAL & PACKAGE UNITS | D305005 ELECTRIC HEATING | Unit Heater | EA | UnitHeater_Type=Electric; | UnitHeater_Subtype=480 volt; | UnitHeater_Capacity=15;
20820 | D30 HVAC | D3050 TERMINAL & PACKAGE UNITS | D305005 ELECTRIC HEATING | Unit Heater | EA | UnitHeater_Type=Electric; | UnitHeater_Subtype=480 volt; | UnitHeater_Capacity=10;
20821 | D30 HVAC | D3050 TERMINAL & PACKAGE UNITS | D305005 ELECTRIC HEATING | Unit Heater | EA | UnitHeater_Type=Electric; | UnitHeater_Subtype=480 volt; | UnitHeater_Capacity=50;
20822 | D30 HVAC | D3050 TERMINAL & PACKAGE UNITS | D305005 ELECTRIC HEATING | Unit Heater | EA | UnitHeater_Type=Electric; | UnitHeater_Subtype=480 volt; | UnitHeater_Capacity=40;
20823 | D30 HVAC | D3050 TERMINAL & PACKAGE UNITS | D305005 ELECTRIC HEATING | Unit Heater | EA | UnitHeater_Type=Electric; | UnitHeater_Subtype=480 volt; | UnitHeater_Capacity=30;
20824 | D30 HVAC | D3050 TERMINAL & PACKAGE UNITS | D305005 ELECTRIC HEATING | Unit Heater | EA | UnitHeater_Type=Electric; | UnitHeater_Subtype=480 volt; | UnitHeater_Capacity=20;
20825 | D30 HVAC | D3050 TERMINAL & PACKAGE UNITS | D305005 ELECTRIC HEATING | Unit Heater | EA | UnitHeater_Type=Electric; | UnitHeater_Subtype=480 volt; | UnitHeater_Capacity=13;
20826 | D30 HVAC | D3050 TERMINAL & PACKAGE UNITS | D305005 ELECTRIC HEATING | Unit Heater | EA | UnitHeater_Type=Electric; | UnitHeater_Subtype=208-240 volt; | UnitHeater_Capacity=7;
20827 | D30 HVAC | D3050 TERMINAL & PACKAGE UNITS | D305005 ELECTRIC HEATING | Unit Heater | EA | UnitHeater_Type=Electric; | UnitHeater_Subtype=480 volt; | UnitHeater_Capacity=25;
20828 | D30 HVAC | D3050 TERMINAL & PACKAGE UNITS | D305005 ELECTRIC HEATING | Unit Heater | EA | UnitHeater_Type=Electric; | UnitHeater_Subtype=480 volt; | UnitHeater_Capacity=7;
20829 | D30 HVAC | D3050 TERMINAL & PACKAGE UNITS | D305005 ELECTRIC HEATING | Unit Heater | EA | UnitHeater_Type=Electric; | UnitHeater_Subtype=208-240 volt; | UnitHeater_Capacity=5;
20830 | D30 HVAC | D3050 TERMINAL & PACKAGE UNITS | D305005 ELECTRIC HEATING | Unit Heater | EA | UnitHeater_Type=Electric; | UnitHeater_Subtype=208-240 volt; | UnitHeater_Capacity=10;
20831 | D30 HVAC | D3050 TERMINAL & PACKAGE UNITS | D305005 ELECTRIC HEATING | Unit Heater | EA | UnitHeater_Type=Electric; | UnitHeater_Subtype=208-240 volt; | UnitHeater_Capacity=15;
20832 | D30 HVAC | D3050 TERMINAL & PACKAGE UNITS | D305005 ELECTRIC HEATING | Unit Heater | EA | UnitHeater_Type=Electric; | UnitHeater_Subtype=208-240 volt; | UnitHeater_Capacity=20;
20833 | D30 HVAC | D3050 TERMINAL & PACKAGE UNITS | D305005 ELECTRIC HEATING | Unit Heater | EA | UnitHeater_Type=Electric; | UnitHeater_Subtype=208-240 volt; | UnitHeater_Capacity=25;
20834 | D30 HVAC | D3050 TERMINAL & PACKAGE UNITS | D305005 ELECTRIC HEATING | Unit Heater | EA | UnitHeater_Type=Electric; | UnitHeater_Subtype=480 volt; | UnitHeater_Capacity=5;
21553 | D30 HVAC | D3050 TERMINAL & PACKAGE UNITS | D305005 ELECTRIC HEATING | Unit Heater | EA | UnitHeater_Type=Electric; | UnitHeater_Subtype=General;
42224 | D30 HVAC | D3050 TERMINAL & PACKAGE UNITS | D305005 ELECTRIC HEATING | Unit Heater | EA | UnitHeater_Type=Electric; | UnitHeater_Subtype=Other;
43224 | D30 HVAC | D3050 TERMINAL & PACKAGE UNITS | D305005 ELECTRIC HEATING | Unit Heater | EA | UnitHeater_Type=Electric; | UnitHeater_Subtype=Unknown;
20916 | D30 HVAC | D3050 TERMINAL & PACKAGE UNITS | D305006 PACKAGE UNITS | A/C Unit | EA | ACUnit_Type=Computer Room; | ACUnit_Cooling=Water Cooled; | ACUnit_TON=20;
20917 | D30 HVAC | D3050 TERMINAL & PACKAGE UNITS | D305006 PACKAGE UNITS | A/C Unit | EA | ACUnit_Type=Computer Room; | ACUnit_Cooling=Glycol; | ACUnit_TON=5;
20918 | D30 HVAC | D3050 TERMINAL & PACKAGE UNITS | D305006 PACKAGE UNITS | A/C Unit | EA | ACUnit_Type=Computer Room; | ACUnit_Cooling=Glycol; | ACUnit_TON=10;
20919 | D30 HVAC | D3050 TERMINAL & PACKAGE UNITS | D305006 PACKAGE UNITS | A/C Unit | EA | ACUnit_Type=Computer Room; | ACUnit_Cooling=Glycol; | ACUnit_TON=20;
20920 | D30 HVAC | D3050 TERMINAL & PACKAGE UNITS | D305006 PACKAGE UNITS | A/C Unit | EA | ACUnit_Type=Computer Room; | ACUnit_Cooling=Glycol; | ACUnit_TON=23;
20921 | D30 HVAC | D3050 TERMINAL & PACKAGE UNITS | D305006 PACKAGE UNITS | A/C Unit | EA | ACUnit_Type=Computer Room; | ACUnit_Cooling=Water Cooled; | ACUnit_TON=3;
20922 | D30 HVAC | D3050 TERMINAL & PACKAGE UNITS | D305006 PACKAGE UNITS | A/C Unit | EA | ACUnit_Type=Computer Room; | ACUnit_Cooling=Water Cooled; | ACUnit_TON=5;
20923 | D30 HVAC | D3050 TERMINAL & PACKAGE UNITS | D305006 PACKAGE UNITS | A/C Unit | EA | ACUnit_Type=Computer Room; | ACUnit_Cooling=Water Cooled; | ACUnit_TON=15;
20924 | D30 HVAC | D3050 TERMINAL & PACKAGE UNITS | D305006 PACKAGE UNITS | A/C Unit | EA | ACUnit_Type=Computer Room; | ACUnit_Cooling=Water Cooled; | ACUnit_TON=23;
20925 | D30 HVAC | D3050 TERMINAL & PACKAGE UNITS | D305006 PACKAGE UNITS | A/C Unit | EA | ACUnit_Type=Computer Room; | ACUnit_Cooling=Glycol; | ACUnit_TON=8;
20926 | D30 HVAC | D3050 TERMINAL & PACKAGE UNITS | D305006 PACKAGE UNITS | A/C Unit | EA | ACUnit_Type=Computer Room; | ACUnit_Cooling=Glycol; | ACUnit_TON=3;
20927 | D30 HVAC | D3050 TERMINAL & PACKAGE UNITS | D305006 PACKAGE UNITS | A/C Unit | EA | ACUnit_Type=Computer Room; | ACUnit_Cooling=Water Cooled; | ACUnit_TON=8;
20928 | D30 HVAC | D3050 TERMINAL & PACKAGE UNITS | D305006 PACKAGE UNITS | A/C Unit | EA | ACUnit_Type=Computer Room; | ACUnit_Cooling=Air Cooled; | ACUnit_TON=23;
20929 | D30 HVAC | D3050 TERMINAL & PACKAGE UNITS | D305006 PACKAGE UNITS | A/C Unit | EA | ACUnit_Type=Computer Room; | ACUnit_Cooling=Glycol; | ACUnit_TON=15;
20930 | D30 HVAC | D3050 TERMINAL & PACKAGE UNITS | D305006 PACKAGE UNITS | A/C Unit | EA | ACUnit_Type=Computer Room; | ACUnit_Cooling=Air Cooled; | ACUnit_TON=5;
20931 | D30 HVAC | D3050 TERMINAL & PACKAGE UNITS | D305006 PACKAGE UNITS | A/C Unit | EA | ACUnit_Type=Computer Room; | ACUnit_Cooling=Air Cooled; | ACUnit_TON=8;
20932 | D30 HVAC | D3050 TERMINAL & PACKAGE UNITS | D305006 PACKAGE UNITS | A/C Unit | EA | ACUnit_Type=Computer Room; | ACUnit_Cooling=Air Cooled; | ACUnit_TON=10;
20933 | D30 HVAC | D3050 TERMINAL & PACKAGE UNITS | D305006 PACKAGE UNITS | A/C Unit | EA | ACUnit_Type=Computer Room; | ACUnit_Cooling=Air Cooled; | ACUnit_TON=20;
20934 | D30 HVAC | D3050 TERMINAL & PACKAGE UNITS | D305006 PACKAGE UNITS | A/C Unit | EA | ACUnit_Type=Computer Room; | ACUnit_Cooling=Chilled Water; | ACUnit_TON=5;
20935 | D30 HVAC | D3050 TERMINAL & PACKAGE UNITS | D305006 PACKAGE UNITS | A/C Unit | EA | ACUnit_Type=Computer Room; | ACUnit_Cooling=Chilled Water; | ACUnit_TON=8;
20936 | D30 HVAC | D3050 TERMINAL & PACKAGE UNITS | D305006 PACKAGE UNITS | A/C Unit | EA | ACUnit_Type=Computer Room; | ACUnit_Cooling=Chilled Water; | ACUnit_TON=23;
20937 | D30 HVAC | D3050 TERMINAL & PACKAGE UNITS | D305006 PACKAGE UNITS | A/C Unit | EA | ACUnit_Type=Computer Room; | ACUnit_Cooling=Chilled Water; | ACUnit_TON=10;
20938 | D30 HVAC | D3050 TERMINAL & PACKAGE UNITS | D305006 PACKAGE UNITS | A/C Unit | EA | ACUnit_Type=Computer Room; | ACUnit_Cooling=Air Cooled; | ACUnit_TON=3;
20939 | D30 HVAC | D3050 TERMINAL & PACKAGE UNITS | D305006 PACKAGE UNITS | A/C Unit | EA | ACUnit_Type=Computer Room; | ACUnit_Cooling=Chilled Water; | ACUnit_TON=15;
20940 | D30 HVAC | D3050 TERMINAL & PACKAGE UNITS | D305006 PACKAGE UNITS | A/C Unit | EA | ACUnit_Type=Computer Room; | ACUnit_Cooling=Chilled Water; | ACUnit_TON=20;
20941 | D30 HVAC | D3050 TERMINAL & PACKAGE UNITS | D305006 PACKAGE UNITS | A/C Unit | EA | ACUnit_Type=Computer Room; | ACUnit_Cooling=Air Cooled; | ACUnit_TON=15;
21564 | D30 HVAC | D3050 TERMINAL & PACKAGE UNITS | D305006 PACKAGE UNITS | A/C Unit | EA | ACUnit_Type=Computer Room;
20868 | D30 HVAC | D3050 TERMINAL & PACKAGE UNITS | D305006 PACKAGE UNITS | A/C Unit | EA | ACUnit_Type=Packaged; | ACUnit_Cooling=Water Cooled; | ACUnit_TON=30;
20869 | D30 HVAC | D3050 TERMINAL & PACKAGE UNITS | D305006 PACKAGE UNITS | A/C Unit | EA | ACUnit_Type=Packaged; | ACUnit_Cooling=Water Cooled; | ACUnit_TON=60; |  |  | ACUnit_VAV=Variable Volume;
20870 | D30 HVAC | D3050 TERMINAL & PACKAGE UNITS | D305006 PACKAGE UNITS | A/C Unit | EA | ACUnit_Type=Packaged; | ACUnit_Cooling=Water Cooled; | ACUnit_TON=50; |  |  | ACUnit_VAV=Variable Volume;
20871 | D30 HVAC | D3050 TERMINAL & PACKAGE UNITS | D305006 PACKAGE UNITS | A/C Unit | EA | ACUnit_Type=Packaged; | ACUnit_Cooling=Water Cooled; | ACUnit_TON=40; |  |  | ACUnit_VAV=Variable Volume;
20872 | D30 HVAC | D3050 TERMINAL & PACKAGE UNITS | D305006 PACKAGE UNITS | A/C Unit | EA | ACUnit_Type=Packaged; | ACUnit_Cooling=Water Cooled; | ACUnit_TON=30; |  |  | ACUnit_VAV=Variable Volume;
20873 | D30 HVAC | D3050 TERMINAL & PACKAGE UNITS | D305006 PACKAGE UNITS | A/C Unit | EA | ACUnit_Type=Packaged; | ACUnit_Cooling=Water Cooled; | ACUnit_TON=20; |  |  | ACUnit_VAV=Variable Volume;
20874 | D30 HVAC | D3050 TERMINAL & PACKAGE UNITS | D305006 PACKAGE UNITS | A/C Unit | EA | ACUnit_Type=Packaged; | ACUnit_Cooling=Water Cooled; | ACUnit_TON=10; |  |  | ACUnit_VAV=Variable Volume;
20875 | D30 HVAC | D3050 TERMINAL & PACKAGE UNITS | D305006 PACKAGE UNITS | A/C Unit | EA | ACUnit_Type=Packaged; | ACUnit_Cooling=Water Cooled; | ACUnit_TON=40;
20876 | D30 HVAC | D3050 TERMINAL & PACKAGE UNITS | D305006 PACKAGE UNITS | A/C Unit | EA | ACUnit_Type=Packaged; | ACUnit_Cooling=Water Cooled; | ACUnit_TON=20;
20877 | D30 HVAC | D3050 TERMINAL & PACKAGE UNITS | D305006 PACKAGE UNITS | A/C Unit | EA | ACUnit_Type=Packaged; | ACUnit_Cooling=Water Cooled; | ACUnit_TON=10;
20878 | D30 HVAC | D3050 TERMINAL & PACKAGE UNITS | D305006 PACKAGE UNITS | A/C Unit | EA | ACUnit_Type=Packaged; | ACUnit_Cooling=Water Cooled; | ACUnit_TON=5;
20879 | D30 HVAC | D3050 TERMINAL & PACKAGE UNITS | D305006 PACKAGE UNITS | A/C Unit | EA | ACUnit_Type=Packaged; | ACUnit_Cooling=Water Cooled; | ACUnit_TON=50;
20880 | D30 HVAC | D3050 TERMINAL & PACKAGE UNITS | D305006 PACKAGE UNITS | A/C Unit | EA | ACUnit_Type=Packaged; | ACUnit_Cooling=Water Cooled; | ACUnit_TON=40;
20881 | D30 HVAC | D3050 TERMINAL & PACKAGE UNITS | D305006 PACKAGE UNITS | A/C Unit | EA | ACUnit_Type=Packaged; | ACUnit_Cooling=Water Cooled; | ACUnit_TON=60; |  |  | ACUnit_VAV=Variable Volume;
20882 | D30 HVAC | D3050 TERMINAL & PACKAGE UNITS | D305006 PACKAGE UNITS | A/C Unit | EA | ACUnit_Type=Packaged; | ACUnit_Cooling=Water Cooled; | ACUnit_TON=50; |  |  | ACUnit_VAV=Variable Volume;
20883 | D30 HVAC | D3050 TERMINAL & PACKAGE UNITS | D305006 PACKAGE UNITS | A/C Unit | EA | ACUnit_Type=Packaged; | ACUnit_Cooling=Water Cooled; | ACUnit_TON=40; |  |  | ACUnit_VAV=Variable Volume;
20884 | D30 HVAC | D3050 TERMINAL & PACKAGE UNITS | D305006 PACKAGE UNITS | A/C Unit | EA | ACUnit_Type=Packaged; | ACUnit_Cooling=Water Cooled; | ACUnit_TON=30; |  |  | ACUnit_VAV=Variable Volume;
20885 | D30 HVAC | D3050 TERMINAL & PACKAGE UNITS | D305006 PACKAGE UNITS | A/C Unit | EA | ACUnit_Type=Packaged; | ACUnit_Cooling=Water Cooled; | ACUnit_TON=20; |  |  | ACUnit_VAV=Variable Volume;
20886 | D30 HVAC | D3050 TERMINAL & PACKAGE UNITS | D305006 PACKAGE UNITS | A/C Unit | EA | ACUnit_Type=Packaged; | ACUnit_Cooling=Water Cooled; | ACUnit_TON=10; |  |  | ACUnit_VAV=Variable Volume;
20887 | D30 HVAC | D3050 TERMINAL & PACKAGE UNITS | D305006 PACKAGE UNITS | A/C Unit | EA | ACUnit_Type=Packaged; | ACUnit_Cooling=Water Cooled; | ACUnit_TON=30;
20888 | D30 HVAC | D3050 TERMINAL & PACKAGE UNITS | D305006 PACKAGE UNITS | A/C Unit | EA | ACUnit_Type=Packaged; | ACUnit_Cooling=Water Cooled; | ACUnit_TON=20;
20889 | D30 HVAC | D3050 TERMINAL & PACKAGE UNITS | D305006 PACKAGE UNITS | A/C Unit | EA | ACUnit_Type=Packaged; | ACUnit_Cooling=Water Cooled; | ACUnit_TON=10;
20890 | D30 HVAC | D3050 TERMINAL & PACKAGE UNITS | D305006 PACKAGE UNITS | A/C Unit | EA | ACUnit_Type=Packaged; | ACUnit_Cooling=Water Cooled; | ACUnit_TON=5;
20891 | D30 HVAC | D3050 TERMINAL & PACKAGE UNITS | D305006 PACKAGE UNITS | A/C Unit | EA | ACUnit_Type=Packaged; | ACUnit_Cooling=Water Cooled; | ACUnit_TON=50;
20892 | D30 HVAC | D3050 TERMINAL & PACKAGE UNITS | D305006 PACKAGE UNITS | A/C Unit | EA | ACUnit_Type=Packaged; | ACUnit_Cooling=Air Cooled; | ACUnit_TON=40;
20893 | D30 HVAC | D3050 TERMINAL & PACKAGE UNITS | D305006 PACKAGE UNITS | A/C Unit | EA | ACUnit_Type=Packaged; | ACUnit_Cooling=Air Cooled; | ACUnit_TON=60; |  |  | ACUnit_VAV=Variable Volume;
20894 | D30 HVAC | D3050 TERMINAL & PACKAGE UNITS | D305006 PACKAGE UNITS | A/C Unit | EA | ACUnit_Type=Packaged; | ACUnit_Cooling=Air Cooled; | ACUnit_TON=50; |  |  | ACUnit_VAV=Variable Volume;
20895 | D30 HVAC | D3050 TERMINAL & PACKAGE UNITS | D305006 PACKAGE UNITS | A/C Unit | EA | ACUnit_Type=Packaged; | ACUnit_Cooling=Air Cooled; | ACUnit_TON=40; |  |  | ACUnit_VAV=Variable Volume;
20896 | D30 HVAC | D3050 TERMINAL & PACKAGE UNITS | D305006 PACKAGE UNITS | A/C Unit | EA | ACUnit_Type=Packaged; | ACUnit_Cooling=Air Cooled; | ACUnit_TON=30; |  |  | ACUnit_VAV=Variable Volume;
20897 | D30 HVAC | D3050 TERMINAL & PACKAGE UNITS | D305006 PACKAGE UNITS | A/C Unit | EA | ACUnit_Type=Packaged; | ACUnit_Cooling=Air Cooled; | ACUnit_TON=20; |  |  | ACUnit_VAV=Variable Volume;
20898 | D30 HVAC | D3050 TERMINAL & PACKAGE UNITS | D305006 PACKAGE UNITS | A/C Unit | EA | ACUnit_Type=Packaged; | ACUnit_Cooling=Air Cooled; | ACUnit_TON=50;
20899 | D30 HVAC | D3050 TERMINAL & PACKAGE UNITS | D305006 PACKAGE UNITS | A/C Unit | EA | ACUnit_Type=Packaged; | ACUnit_Cooling=Air Cooled; | ACUnit_TON=30;
20900 | D30 HVAC | D3050 TERMINAL & PACKAGE UNITS | D305006 PACKAGE UNITS | A/C Unit | EA | ACUnit_Type=Packaged; | ACUnit_Cooling=Air Cooled; | ACUnit_TON=20;
20901 | D30 HVAC | D3050 TERMINAL & PACKAGE UNITS | D305006 PACKAGE UNITS | A/C Unit | EA | ACUnit_Type=Packaged; | ACUnit_Cooling=Air Cooled; | ACUnit_TON=10;
20902 | D30 HVAC | D3050 TERMINAL & PACKAGE UNITS | D305006 PACKAGE UNITS | A/C Unit | EA | ACUnit_Type=Packaged; | ACUnit_Cooling=Air Cooled; | ACUnit_TON=5;
20903 | D30 HVAC | D3050 TERMINAL & PACKAGE UNITS | D305006 PACKAGE UNITS | A/C Unit | EA | ACUnit_Type=Packaged; | ACUnit_Cooling=Air Cooled; | ACUnit_TON=10; |  |  | ACUnit_VAV=Variable Volume;
20904 | D30 HVAC | D3050 TERMINAL & PACKAGE UNITS | D305006 PACKAGE UNITS | A/C Unit | EA | ACUnit_Type=Packaged; | ACUnit_Cooling=Air Cooled; | ACUnit_TON=20; |  |  | ACUnit_VAV=Variable Volume;
20905 | D30 HVAC | D3050 TERMINAL & PACKAGE UNITS | D305006 PACKAGE UNITS | A/C Unit | EA | ACUnit_Type=Packaged; | ACUnit_Cooling=Air Cooled; | ACUnit_TON=10; |  |  | ACUnit_VAV=Variable Volume;
20906 | D30 HVAC | D3050 TERMINAL & PACKAGE UNITS | D305006 PACKAGE UNITS | A/C Unit | EA | ACUnit_Type=Packaged; | ACUnit_Cooling=Air Cooled; | ACUnit_TON=60; |  |  | ACUnit_VAV=Variable Volume;
20907 | D30 HVAC | D3050 TERMINAL & PACKAGE UNITS | D305006 PACKAGE UNITS | A/C Unit | EA | ACUnit_Type=Packaged; | ACUnit_Cooling=Air Cooled; | ACUnit_TON=50; |  |  | ACUnit_VAV=Variable Volume;
20908 | D30 HVAC | D3050 TERMINAL & PACKAGE UNITS | D305006 PACKAGE UNITS | A/C Unit | EA | ACUnit_Type=Packaged; | ACUnit_Cooling=Air Cooled; | ACUnit_TON=30; |  |  | ACUnit_VAV=Variable Volume;
20909 | D30 HVAC | D3050 TERMINAL & PACKAGE UNITS | D305006 PACKAGE UNITS | A/C Unit | EA | ACUnit_Type=Packaged; | ACUnit_Cooling=Air Cooled; | ACUnit_TON=40;
20910 | D30 HVAC | D3050 TERMINAL & PACKAGE UNITS | D305006 PACKAGE UNITS | A/C Unit | EA | ACUnit_Type=Packaged; | ACUnit_Cooling=Air Cooled; | ACUnit_TON=30;
20911 | D30 HVAC | D3050 TERMINAL & PACKAGE UNITS | D305006 PACKAGE UNITS | A/C Unit | EA | ACUnit_Type=Packaged; | ACUnit_Cooling=Air Cooled; | ACUnit_TON=20;
20912 | D30 HVAC | D3050 TERMINAL & PACKAGE UNITS | D305006 PACKAGE UNITS | A/C Unit | EA | ACUnit_Type=Packaged; | ACUnit_Cooling=Air Cooled; | ACUnit_TON=10;
20913 | D30 HVAC | D3050 TERMINAL & PACKAGE UNITS | D305006 PACKAGE UNITS | A/C Unit | EA | ACUnit_Type=Packaged; | ACUnit_Cooling=Air Cooled; | ACUnit_TON=5;
20914 | D30 HVAC | D3050 TERMINAL & PACKAGE UNITS | D305006 PACKAGE UNITS | A/C Unit | EA | ACUnit_Type=Packaged; | ACUnit_Cooling=Air Cooled; | ACUnit_TON=50;
20915 | D30 HVAC | D3050 TERMINAL & PACKAGE UNITS | D305006 PACKAGE UNITS | A/C Unit | EA | ACUnit_Type=Packaged; | ACUnit_Cooling=Air Cooled; | ACUnit_TON=40; |  |  | ACUnit_VAV=Variable Volume;
21560 | D30 HVAC | D3050 TERMINAL & PACKAGE UNITS | D305006 PACKAGE UNITS | A/C Unit | EA | ACUnit_Type=Packaged; | ACUnit_Cooling=Water Cooled;
21561 | D30 HVAC | D3050 TERMINAL & PACKAGE UNITS | D305006 PACKAGE UNITS | A/C Unit | EA | ACUnit_Type=Packaged; | ACUnit_Cooling=Water Cooled;
21562 | D30 HVAC | D3050 TERMINAL & PACKAGE UNITS | D305006 PACKAGE UNITS | A/C Unit | EA | ACUnit_Type=Packaged; | ACUnit_Cooling=Air Cooled;
21563 | D30 HVAC | D3050 TERMINAL & PACKAGE UNITS | D305006 PACKAGE UNITS | A/C Unit | EA | ACUnit_Type=Packaged; | ACUnit_Cooling=Air Cooled;
40211 | D30 HVAC | D3050 TERMINAL & PACKAGE UNITS | D305006 PACKAGE UNITS | A/C Unit | EA | ACUnit_Type=Packaged;
40212 | D30 HVAC | D3050 TERMINAL & PACKAGE UNITS | D305006 PACKAGE UNITS | A/C Unit | EA | ACUnit_Type=Packaged; |  | ACUnit_TON=0.5;
40213 | D30 HVAC | D3050 TERMINAL & PACKAGE UNITS | D305006 PACKAGE UNITS | A/C Unit | EA | ACUnit_Type=Packaged; |  | ACUnit_TON=0.75;
40214 | D30 HVAC | D3050 TERMINAL & PACKAGE UNITS | D305006 PACKAGE UNITS | A/C Unit | EA | ACUnit_Type=Packaged; |  | ACUnit_TON=1;
40215 | D30 HVAC | D3050 TERMINAL & PACKAGE UNITS | D305006 PACKAGE UNITS | A/C Unit | EA | ACUnit_Type=Packaged; |  | ACUnit_TON=1.25;
40216 | D30 HVAC | D3050 TERMINAL & PACKAGE UNITS | D305006 PACKAGE UNITS | A/C Unit | EA | ACUnit_Type=Packaged; |  | ACUnit_TON=1.5;
40217 | D30 HVAC | D3050 TERMINAL & PACKAGE UNITS | D305006 PACKAGE UNITS | A/C Unit | EA | ACUnit_Type=Packaged; |  | ACUnit_TON=2;
40218 | D30 HVAC | D3050 TERMINAL & PACKAGE UNITS | D305006 PACKAGE UNITS | A/C Unit | EA | ACUnit_Type=Packaged; |  | ACUnit_TON=2.5;
40219 | D30 HVAC | D3050 TERMINAL & PACKAGE UNITS | D305006 PACKAGE UNITS | A/C Unit | EA | ACUnit_Type=Packaged; |  | ACUnit_TON=3;
40220 | D30 HVAC | D3050 TERMINAL & PACKAGE UNITS | D305006 PACKAGE UNITS | A/C Unit | EA | ACUnit_Type=Packaged; |  | ACUnit_TON=3.5;
40221 | D30 HVAC | D3050 TERMINAL & PACKAGE UNITS | D305006 PACKAGE UNITS | A/C Unit | EA | ACUnit_Type=Packaged; |  | ACUnit_TON=4;
20948 | D30 HVAC | D3050 TERMINAL & PACKAGE UNITS | D305006 PACKAGE UNITS | A/C Unit | EA | ACUnit_Type=Rooftop; |  | ACUnit_TON=18; |  |  | ACUnit_VAV=Variable Volume;
20949 | D30 HVAC | D3050 TERMINAL & PACKAGE UNITS | D305006 PACKAGE UNITS | A/C Unit | EA | ACUnit_Type=Rooftop; |  | ACUnit_TON=5;
20950 | D30 HVAC | D3050 TERMINAL & PACKAGE UNITS | D305006 PACKAGE UNITS | A/C Unit | EA | ACUnit_Type=Rooftop; |  | ACUnit_TON=60; |  |  | ACUnit_VAV=Variable Volume;
20951 | D30 HVAC | D3050 TERMINAL & PACKAGE UNITS | D305006 PACKAGE UNITS | A/C Unit | EA | ACUnit_Type=Rooftop; |  | ACUnit_TON=80; |  |  | ACUnit_VAV=Variable Volume;
20952 | D30 HVAC | D3050 TERMINAL & PACKAGE UNITS | D305006 PACKAGE UNITS | A/C Unit | EA | ACUnit_Type=Rooftop; |  | ACUnit_TON=40; |  |  | ACUnit_VAV=Variable Volume;
20953 | D30 HVAC | D3050 TERMINAL & PACKAGE UNITS | D305006 PACKAGE UNITS | A/C Unit | EA | ACUnit_Type=Rooftop; |  | ACUnit_TON=25; |  |  | ACUnit_VAV=Variable Volume;
20954 | D30 HVAC | D3050 TERMINAL & PACKAGE UNITS | D305006 PACKAGE UNITS | A/C Unit | EA | ACUnit_Type=Rooftop; |  | ACUnit_TON=40;
20955 | D30 HVAC | D3050 TERMINAL & PACKAGE UNITS | D305006 PACKAGE UNITS | A/C Unit | EA | ACUnit_Type=Rooftop; |  | ACUnit_TON=25;
20956 | D30 HVAC | D3050 TERMINAL & PACKAGE UNITS | D305006 PACKAGE UNITS | A/C Unit | EA | ACUnit_Type=Rooftop; |  | ACUnit_TON=18;
20957 | D30 HVAC | D3050 TERMINAL & PACKAGE UNITS | D305006 PACKAGE UNITS | A/C Unit | EA | ACUnit_Type=Rooftop; |  | ACUnit_TON=7.5;
20958 | D30 HVAC | D3050 TERMINAL & PACKAGE UNITS | D305006 PACKAGE UNITS | A/C Unit | EA | ACUnit_Type=Rooftop; |  | ACUnit_TON=12.5; |  |  | ACUnit_VAV=Variable Volume;
20959 | D30 HVAC | D3050 TERMINAL & PACKAGE UNITS | D305006 PACKAGE UNITS | A/C Unit | EA | ACUnit_Type=Rooftop; |  | ACUnit_TON=12.5;
21566 | D30 HVAC | D3050 TERMINAL & PACKAGE UNITS | D305006 PACKAGE UNITS | A/C Unit | EA | ACUnit_Type=Rooftop;
21626 | D30 HVAC | D3050 TERMINAL & PACKAGE UNITS | D305006 PACKAGE UNITS | A/C Unit | EA | ACUnit_Type=Split System; | ACUnit_Cooling=Air Cooled;
21629 | D30 HVAC | D3050 TERMINAL & PACKAGE UNITS | D305006 PACKAGE UNITS | A/C Unit | EA | ACUnit_Type=Split System; | ACUnit_Cooling=Air Cooled; | ACUnit_TON=2;
21630 | D30 HVAC | D3050 TERMINAL & PACKAGE UNITS | D305006 PACKAGE UNITS | A/C Unit | EA | ACUnit_Type=Split System; | ACUnit_Cooling=Air Cooled; | ACUnit_TON=3;
21631 | D30 HVAC | D3050 TERMINAL & PACKAGE UNITS | D305006 PACKAGE UNITS | A/C Unit | EA | ACUnit_Type=Split System; | ACUnit_Cooling=Air Cooled; | ACUnit_TON=4;
21632 | D30 HVAC | D3050 TERMINAL & PACKAGE UNITS | D305006 PACKAGE UNITS | A/C Unit | EA | ACUnit_Type=Split System; | ACUnit_Cooling=Air Cooled; | ACUnit_TON=5;
21633 | D30 HVAC | D3050 TERMINAL & PACKAGE UNITS | D305006 PACKAGE UNITS | A/C Unit | EA | ACUnit_Type=Split System; | ACUnit_Cooling=Air Cooled; | ACUnit_TON=10;
21634 | D30 HVAC | D3050 TERMINAL & PACKAGE UNITS | D305006 PACKAGE UNITS | A/C Unit | EA | ACUnit_Type=Split System; | ACUnit_Cooling=Air Cooled; | ACUnit_TON=35;
21635 | D30 HVAC | D3050 TERMINAL & PACKAGE UNITS | D305006 PACKAGE UNITS | A/C Unit | EA | ACUnit_Type=Split System; | ACUnit_Cooling=Air Cooled; | ACUnit_TON=45;
21636 | D30 HVAC | D3050 TERMINAL & PACKAGE UNITS | D305006 PACKAGE UNITS | A/C Unit | EA | ACUnit_Type=Split System; | ACUnit_Cooling=Air Cooled; | ACUnit_TON=60;
21637 | D30 HVAC | D3050 TERMINAL & PACKAGE UNITS | D305006 PACKAGE UNITS | A/C Unit | EA | ACUnit_Type=Split System; | ACUnit_Cooling=Air Cooled; | ACUnit_TON=75;
21638 | D30 HVAC | D3050 TERMINAL & PACKAGE UNITS | D305006 PACKAGE UNITS | A/C Unit | EA | ACUnit_Type=Split System; | ACUnit_Cooling=Air Cooled; | ACUnit_TON=100;
20844 | D30 HVAC | D3050 TERMINAL & PACKAGE UNITS | D305006 PACKAGE UNITS | A/C Unit | EA | ACUnit_Type=Thru Wall; |  | ACUnit_TON=0.5;
20845 | D30 HVAC | D3050 TERMINAL & PACKAGE UNITS | D305006 PACKAGE UNITS | A/C Unit | EA | ACUnit_Type=Thru Wall; |  | ACUnit_TON=2;
20846 | D30 HVAC | D3050 TERMINAL & PACKAGE UNITS | D305006 PACKAGE UNITS | A/C Unit | EA | ACUnit_Type=Thru Wall; |  | ACUnit_TON=1.5;
20847 | D30 HVAC | D3050 TERMINAL & PACKAGE UNITS | D305006 PACKAGE UNITS | A/C Unit | EA | ACUnit_Type=Thru Wall; |  | ACUnit_TON=0.75;
20848 | D30 HVAC | D3050 TERMINAL & PACKAGE UNITS | D305006 PACKAGE UNITS | A/C Unit | EA | ACUnit_Type=Thru Wall; |  | ACUnit_TON=1;
21556 | D30 HVAC | D3050 TERMINAL & PACKAGE UNITS | D305006 PACKAGE UNITS | A/C Unit | EA | ACUnit_Type=Thru Wall;
40189 | D30 HVAC | D3050 TERMINAL & PACKAGE UNITS | D305006 PACKAGE UNITS | A/C Unit | EA | ACUnit_Type=Window;
44168 | D30 HVAC | D3050 TERMINAL & PACKAGE UNITS | D305006 PACKAGE UNITS | A/C Unit | EA | ACUnit_Type=Window; |  | ACUnit_TON=1;
44019 | D30 HVAC | D3050 TERMINAL & PACKAGE UNITS | D305006 PACKAGE UNITS | Evaporative Cooler | EA
44020 | D30 HVAC | D3050 TERMINAL & PACKAGE UNITS | D305006 PACKAGE UNITS | Evaporative Cooler | EA |  |  | EvapCooler_CFM=1785;
44021 | D30 HVAC | D3050 TERMINAL & PACKAGE UNITS | D305006 PACKAGE UNITS | Evaporative Cooler | EA |  |  | EvapCooler_CFM=2740;
44022 | D30 HVAC | D3050 TERMINAL & PACKAGE UNITS | D305006 PACKAGE UNITS | Evaporative Cooler | EA |  |  | EvapCooler_CFM=3235;
44023 | D30 HVAC | D3050 TERMINAL & PACKAGE UNITS | D305006 PACKAGE UNITS | Evaporative Cooler | EA |  |  | EvapCooler_CFM=3625;
44024 | D30 HVAC | D3050 TERMINAL & PACKAGE UNITS | D305006 PACKAGE UNITS | Evaporative Cooler | EA |  |  | EvapCooler_CFM=4215;
44025 | D30 HVAC | D3050 TERMINAL & PACKAGE UNITS | D305006 PACKAGE UNITS | Evaporative Cooler | EA |  |  | EvapCooler_CFM=5255;
44026 | D30 HVAC | D3050 TERMINAL & PACKAGE UNITS | D305006 PACKAGE UNITS | Evaporative Cooler | EA |  |  | EvapCooler_CFM=6090;
44027 | D30 HVAC | D3050 TERMINAL & PACKAGE UNITS | D305006 PACKAGE UNITS | Evaporative Cooler | EA |  |  | EvapCooler_CFM=8300;
44028 | D30 HVAC | D3050 TERMINAL & PACKAGE UNITS | D305006 PACKAGE UNITS | Evaporative Cooler | EA |  |  | EvapCooler_CFM=8360;
44029 | D30 HVAC | D3050 TERMINAL & PACKAGE UNITS | D305006 PACKAGE UNITS | Evaporative Cooler | EA |  |  | EvapCooler_CFM=9725;
44030 | D30 HVAC | D3050 TERMINAL & PACKAGE UNITS | D305006 PACKAGE UNITS | Evaporative Cooler | EA |  |  | EvapCooler_CFM=11715;
44031 | D30 HVAC | D3050 TERMINAL & PACKAGE UNITS | D305006 PACKAGE UNITS | Evaporative Cooler | EA |  |  | EvapCooler_CFM=14410;
40222 | D30 HVAC | D3050 TERMINAL & PACKAGE UNITS | D305006 PACKAGE UNITS | Fan Coil Unit | EA | FCU_Type=DX; |  | FCU_TON=1.5; |  | FCU_Mount=Cab Mounted;
40223 | D30 HVAC | D3050 TERMINAL & PACKAGE UNITS | D305006 PACKAGE UNITS | Fan Coil Unit | EA | FCU_Type=DX; |  | FCU_TON=5; |  | FCU_Mount=Cab Mounted;
40224 | D30 HVAC | D3050 TERMINAL & PACKAGE UNITS | D305006 PACKAGE UNITS | Fan Coil Unit | EA | FCU_Type=DX; |  | FCU_TON=10; |  | FCU_Mount=Cab Mounted;
40225 | D30 HVAC | D3050 TERMINAL & PACKAGE UNITS | D305006 PACKAGE UNITS | Fan Coil Unit | EA | FCU_Type=DX; |  | FCU_TON=20; |  | FCU_Mount=Cab Mounted;
20799 | D30 HVAC | D3050 TERMINAL & PACKAGE UNITS | D305006 PACKAGE UNITS | Heat Pump | EA |  | HeatPump_Type=Duct Mounted; | HeatPump_TON=2;
20800 | D30 HVAC | D3050 TERMINAL & PACKAGE UNITS | D305006 PACKAGE UNITS | Heat Pump | EA |  | HeatPump_Type=Duct Mounted; | HeatPump_TON=3;
20801 | D30 HVAC | D3050 TERMINAL & PACKAGE UNITS | D305006 PACKAGE UNITS | Heat Pump | EA |  | HeatPump_Type=Duct Mounted; | HeatPump_TON=1.5;
20802 | D30 HVAC | D3050 TERMINAL & PACKAGE UNITS | D305006 PACKAGE UNITS | Heat Pump | EA |  | HeatPump_Type=Duct Mounted; | HeatPump_TON=1;
20803 | D30 HVAC | D3050 TERMINAL & PACKAGE UNITS | D305006 PACKAGE UNITS | Heat Pump | EA |  | HeatPump_Type=Duct Mounted; | HeatPump_TON=3.5;
20839 | D30 HVAC | D3050 TERMINAL & PACKAGE UNITS | D305006 PACKAGE UNITS | Heat Pump | EA |  | HeatPump_Type=Thru-Wall; | HeatPump_TON=0.5;
20840 | D30 HVAC | D3050 TERMINAL & PACKAGE UNITS | D305006 PACKAGE UNITS | Heat Pump | EA |  | HeatPump_Type=Thru-Wall; | HeatPump_TON=0.75;
20841 | D30 HVAC | D3050 TERMINAL & PACKAGE UNITS | D305006 PACKAGE UNITS | Heat Pump | EA |  | HeatPump_Type=Thru-Wall; | HeatPump_TON=1;
20842 | D30 HVAC | D3050 TERMINAL & PACKAGE UNITS | D305006 PACKAGE UNITS | Heat Pump | EA |  | HeatPump_Type=Thru-Wall; | HeatPump_TON=1.5;
20843 | D30 HVAC | D3050 TERMINAL & PACKAGE UNITS | D305006 PACKAGE UNITS | Heat Pump | EA |  | HeatPump_Type=Thru-Wall; | HeatPump_TON=2;
21549 | D30 HVAC | D3050 TERMINAL & PACKAGE UNITS | D305006 PACKAGE UNITS | Heat Pump | EA |  | HeatPump_Type=Duct Mounted;
21555 | D30 HVAC | D3050 TERMINAL & PACKAGE UNITS | D305006 PACKAGE UNITS | Heat Pump | EA |  | HeatPump_Type=Thru-Wall;
44169 | D30 HVAC | D3050 TERMINAL & PACKAGE UNITS | D305006 PACKAGE UNITS | Heat Pump | EA |  | HeatPump_Type=Package Condenser/Evaporator/Air Handler; | HeatPump_TON=7.5;
44170 | D30 HVAC | D3050 TERMINAL & PACKAGE UNITS | D305006 PACKAGE UNITS | Heat Pump | EA |  | HeatPump_Type=Package Condenser/Evaporator/Air Handler; | HeatPump_TON=5;
44171 | D30 HVAC | D3050 TERMINAL & PACKAGE UNITS | D305006 PACKAGE UNITS | Heat Pump | EA |  | HeatPump_Type=Package Condenser/Evaporator/Air Handler; | HeatPump_TON=3.5;
44172 | D30 HVAC | D3050 TERMINAL & PACKAGE UNITS | D305006 PACKAGE UNITS | Heat Pump | EA |  | HeatPump_Type=Package Condenser/Evaporator/Air Handler; | HeatPump_TON=3;
44173 | D30 HVAC | D3050 TERMINAL & PACKAGE UNITS | D305006 PACKAGE UNITS | Heat Pump | EA |  | HeatPump_Type=Package Condenser/Evaporator/Air Handler; | HeatPump_TON=2.5;
44174 | D30 HVAC | D3050 TERMINAL & PACKAGE UNITS | D305006 PACKAGE UNITS | Heat Pump | EA |  | HeatPump_Type=Package Condenser/Evaporator/Air Handler; | HeatPump_TON=2;
44175 | D30 HVAC | D3050 TERMINAL & PACKAGE UNITS | D305006 PACKAGE UNITS | Heat Pump | EA |  | HeatPump_Type=Package Condenser/Evaporator/Air Handler; | HeatPump_TON=1.5;
20849 | D30 HVAC | D3050 TERMINAL & PACKAGE UNITS | D305006 PACKAGE UNITS | Heat Pump | EA | HeatPump_Source=Air Source; | HeatPump_Type=Rooftop; | HeatPump_TON=10;
20850 | D30 HVAC | D3050 TERMINAL & PACKAGE UNITS | D305006 PACKAGE UNITS | Heat Pump | EA | HeatPump_Source=Air Source; | HeatPump_Type=Rooftop; | HeatPump_TON=20;
20851 | D30 HVAC | D3050 TERMINAL & PACKAGE UNITS | D305006 PACKAGE UNITS | Heat Pump | EA | HeatPump_Source=Air Source; | HeatPump_Type=Rooftop; | HeatPump_TON=30;
20852 | D30 HVAC | D3050 TERMINAL & PACKAGE UNITS | D305006 PACKAGE UNITS | Heat Pump | EA | HeatPump_Source=Air Source; | HeatPump_Type=Rooftop; | HeatPump_TON=40;
20853 | D30 HVAC | D3050 TERMINAL & PACKAGE UNITS | D305006 PACKAGE UNITS | Heat Pump | EA | HeatPump_Source=Air Source; | HeatPump_Type=Rooftop; | HeatPump_TON=50;
20854 | D30 HVAC | D3050 TERMINAL & PACKAGE UNITS | D305006 PACKAGE UNITS | Heat Pump | EA | HeatPump_Source=Air Source; | HeatPump_Type=Rooftop; | HeatPump_TON=60;
21557 | D30 HVAC | D3050 TERMINAL & PACKAGE UNITS | D305006 PACKAGE UNITS | Heat Pump | EA | HeatPump_Source=Air Source; | HeatPump_Type=Rooftop;
20862 | D30 HVAC | D3050 TERMINAL & PACKAGE UNITS | D305006 PACKAGE UNITS | Heat Pump | EA | HeatPump_Source=Water Source; | HeatPump_Type=Central Station; | HeatPump_TON=20;
20863 | D30 HVAC | D3050 TERMINAL & PACKAGE UNITS | D305006 PACKAGE UNITS | Heat Pump | EA | HeatPump_Source=Water Source; | HeatPump_Type=Central Station; | HeatPump_TON=50;
20864 | D30 HVAC | D3050 TERMINAL & PACKAGE UNITS | D305006 PACKAGE UNITS | Heat Pump | EA | HeatPump_Source=Water Source; | HeatPump_Type=Central Station; | HeatPump_TON=30;
20865 | D30 HVAC | D3050 TERMINAL & PACKAGE UNITS | D305006 PACKAGE UNITS | Heat Pump | EA | HeatPump_Source=Water Source; | HeatPump_Type=Central Station; | HeatPump_TON=5;
20866 | D30 HVAC | D3050 TERMINAL & PACKAGE UNITS | D305006 PACKAGE UNITS | Heat Pump | EA | HeatPump_Source=Water Source; | HeatPump_Type=Central Station; | HeatPump_TON=40;
20867 | D30 HVAC | D3050 TERMINAL & PACKAGE UNITS | D305006 PACKAGE UNITS | Heat Pump | EA | HeatPump_Source=Water Source; | HeatPump_Type=Central Station; | HeatPump_TON=10;
20960 | D30 HVAC | D3050 TERMINAL & PACKAGE UNITS | D305006 PACKAGE UNITS | Heat Pump | EA | HeatPump_Source=Water Source; | HeatPump_Type=Console; | HeatPump_TON=1;
20961 | D30 HVAC | D3050 TERMINAL & PACKAGE UNITS | D305006 PACKAGE UNITS | Heat Pump | EA | HeatPump_Source=Water Source; | HeatPump_Type=Console; | HeatPump_TON=1.5;
20962 | D30 HVAC | D3050 TERMINAL & PACKAGE UNITS | D305006 PACKAGE UNITS | Heat Pump | EA | HeatPump_Source=Water Source; | HeatPump_Type=Console; | HeatPump_TON=2;
20963 | D30 HVAC | D3050 TERMINAL & PACKAGE UNITS | D305006 PACKAGE UNITS | Heat Pump | EA | HeatPump_Source=Water Source; | HeatPump_Type=Console; | HeatPump_TON=3;
20964 | D30 HVAC | D3050 TERMINAL & PACKAGE UNITS | D305006 PACKAGE UNITS | Heat Pump | EA | HeatPump_Source=Water Source; | HeatPump_Type=Console; | HeatPump_TON=3.5;
21559 | D30 HVAC | D3050 TERMINAL & PACKAGE UNITS | D305006 PACKAGE UNITS | Heat Pump | EA | HeatPump_Source=Water Source; | HeatPump_Type=Central Station;
21567 | D30 HVAC | D3050 TERMINAL & PACKAGE UNITS | D305006 PACKAGE UNITS | Heat Pump | EA | HeatPump_Source=Water Source; | HeatPump_Type=Console;
44176 | D30 HVAC | D3050 TERMINAL & PACKAGE UNITS | D305006 PACKAGE UNITS | Heat Pump | EA | HeatPump_Source=Water; | HeatPump_Type=Single Package; | HeatPump_TON=7.5;
44177 | D30 HVAC | D3050 TERMINAL & PACKAGE UNITS | D305006 PACKAGE UNITS | Heat Pump | EA | HeatPump_Source=Water; | HeatPump_Type=Single Package; | HeatPump_TON=5;
44178 | D30 HVAC | D3050 TERMINAL & PACKAGE UNITS | D305006 PACKAGE UNITS | Heat Pump | EA | HeatPump_Source=Water; | HeatPump_Type=Single Package; | HeatPump_TON=3;
44179 | D30 HVAC | D3050 TERMINAL & PACKAGE UNITS | D305006 PACKAGE UNITS | Heat Pump | EA | HeatPump_Source=Water; | HeatPump_Type=Single Package; | HeatPump_TON=2;
44180 | D30 HVAC | D3050 TERMINAL & PACKAGE UNITS | D305006 PACKAGE UNITS | Heat Pump | EA | HeatPump_Source=Water; | HeatPump_Type=Single Package; | HeatPump_TON=1;
41225 | D30 HVAC | D3050 TERMINAL & PACKAGE UNITS | D305006 PACKAGE UNITS | HVAC Package Unit | EA | HVACPackage_Type=General;
42225 | D30 HVAC | D3050 TERMINAL & PACKAGE UNITS | D305006 PACKAGE UNITS | HVAC Package Unit | EA | HVACPackage_Type=Other;
43225 | D30 HVAC | D3050 TERMINAL & PACKAGE UNITS | D305006 PACKAGE UNITS | HVAC Package Unit | EA | HVACPackage_Type=Unknown;
41226 | D30 HVAC | D3050 TERMINAL & PACKAGE UNITS | D305090 OTHER TERMINAL & PACKAGE UNITS | HVAC Package Unit | EA | HVACPackage_Type=General;
21551 | D30 HVAC | D3050 TERMINAL & PACKAGE UNITS | D305090 OTHER TERMINAL & PACKAGE UNITS | HVAC Package Unit | EA | HVACPackage_Type=Other;
43226 | D30 HVAC | D3050 TERMINAL & PACKAGE UNITS | D305090 OTHER TERMINAL & PACKAGE UNITS | HVAC Package Unit | EA | HVACPackage_Type=Unknown;
41227 | D30 HVAC | D3060 CONTROLS & INSTRUMENTATION | D306001 HVAC CONTROLS | HVAC Control Device | EA | HVACControl_Type=General;
42227 | D30 HVAC | D3060 CONTROLS & INSTRUMENTATION | D306001 HVAC CONTROLS | HVAC Control Device | EA | HVACControl_Type=Other;
43227 | D30 HVAC | D3060 CONTROLS & INSTRUMENTATION | D306001 HVAC CONTROLS | HVAC Control Device | EA | HVACControl_Type=Unknown;
60039 | D30 HVAC | D3060 CONTROLS & INSTRUMENTATION | D306001 HVAC CONTROLS | Variable Frequency Drive | EA |  |  | VFD_HP=5;
60040 | D30 HVAC | D3060 CONTROLS & INSTRUMENTATION | D306001 HVAC CONTROLS | Variable Frequency Drive | EA |  |  | VFD_HP=7.5;
60041 | D30 HVAC | D3060 CONTROLS & INSTRUMENTATION | D306001 HVAC CONTROLS | Variable Frequency Drive | EA |  |  | VFD_HP=10;
60042 | D30 HVAC | D3060 CONTROLS & INSTRUMENTATION | D306001 HVAC CONTROLS | Variable Frequency Drive | EA |  |  | VFD_HP=15;
60043 | D30 HVAC | D3060 CONTROLS & INSTRUMENTATION | D306001 HVAC CONTROLS | Variable Frequency Drive | EA |  |  | VFD_HP=20;
60044 | D30 HVAC | D3060 CONTROLS & INSTRUMENTATION | D306001 HVAC CONTROLS | Variable Frequency Drive | EA |  |  | VFD_HP=25;
60045 | D30 HVAC | D3060 CONTROLS & INSTRUMENTATION | D306001 HVAC CONTROLS | Variable Frequency Drive | EA |  |  | VFD_HP=30;
60046 | D30 HVAC | D3060 CONTROLS & INSTRUMENTATION | D306001 HVAC CONTROLS | Variable Frequency Drive | EA |  |  | VFD_HP=40;
60047 | D30 HVAC | D3060 CONTROLS & INSTRUMENTATION | D306001 HVAC CONTROLS | Variable Frequency Drive | EA |  |  | VFD_HP=50;
60048 | D30 HVAC | D3060 CONTROLS & INSTRUMENTATION | D306001 HVAC CONTROLS | Variable Frequency Drive | EA |  |  | VFD_HP=60;
60049 | D30 HVAC | D3060 CONTROLS & INSTRUMENTATION | D306001 HVAC CONTROLS | Variable Frequency Drive | EA |  |  | VFD_HP=75;
60050 | D30 HVAC | D3060 CONTROLS & INSTRUMENTATION | D306001 HVAC CONTROLS | Variable Frequency Drive | EA |  |  | VFD_HP=100;
60051 | D30 HVAC | D3060 CONTROLS & INSTRUMENTATION | D306001 HVAC CONTROLS | Variable Frequency Drive | EA |  |  | VFD_HP=125;
60052 | D30 HVAC | D3060 CONTROLS & INSTRUMENTATION | D306001 HVAC CONTROLS | Variable Frequency Drive | EA |  |  | VFD_HP=150;
60053 | D30 HVAC | D3060 CONTROLS & INSTRUMENTATION | D306001 HVAC CONTROLS | Variable Frequency Drive | EA |  |  | VFD_HP=200;
21627 | D30 HVAC | D3060 CONTROLS & INSTRUMENTATION | D306002 ELECTRONIC CONTROLS | HVAC Control Device | EA | HVACControl_Type=Electronic; | HVACControl_Subtype=General;
21639 | D30 HVAC | D3060 CONTROLS & INSTRUMENTATION | D306002 ELECTRONIC CONTROLS | HVAC Control Device | EA | HVACControl_Type=Electronic; | HVACControl_Subtype=Analog inputs, sensors, duct temperature;
21640 | D30 HVAC | D3060 CONTROLS & INSTRUMENTATION | D306002 ELECTRONIC CONTROLS | HVAC Control Device | EA | HVACControl_Type=Electronic; | HVACControl_Subtype=Analog inputs, sensors, space temperature;
21641 | D30 HVAC | D3060 CONTROLS & INSTRUMENTATION | D306002 ELECTRONIC CONTROLS | HVAC Control Device | EA | HVACControl_Type=Electronic; | HVACControl_Subtype=Analog inputs, sensors, duct humidity, +/- 3%;
21642 | D30 HVAC | D3060 CONTROLS & INSTRUMENTATION | D306002 ELECTRONIC CONTROLS | HVAC Control Device | EA | HVACControl_Type=Electronic; | HVACControl_Subtype=Analog inputs, sensors, space humidity, +/- 2%;
21643 | D30 HVAC | D3060 CONTROLS & INSTRUMENTATION | D306002 ELECTRONIC CONTROLS | HVAC Control Device | EA | HVACControl_Type=Electronic; | HVACControl_Subtype=Analog inputs, sensors, duct static pressure;
21644 | D30 HVAC | D3060 CONTROLS & INSTRUMENTATION | D306002 ELECTRONIC CONTROLS | HVAC Control Device | EA | HVACControl_Type=Electronic; | HVACControl_Subtype=Analog inputs, sensors, CFM/transducer;
21645 | D30 HVAC | D3060 CONTROLS & INSTRUMENTATION | D306002 ELECTRONIC CONTROLS | HVAC Control Device | EA | HVACControl_Type=Electronic; | HVACControl_Subtype=Analog inputs, sensors, water temperature;
21646 | D30 HVAC | D3060 CONTROLS & INSTRUMENTATION | D306002 ELECTRONIC CONTROLS | HVAC Control Device | EA | HVACControl_Type=Electronic; | HVACControl_Subtype=Analog inputs, sensors, water flow;
21647 | D30 HVAC | D3060 CONTROLS & INSTRUMENTATION | D306002 ELECTRONIC CONTROLS | HVAC Control Device | EA | HVACControl_Type=Electronic; | HVACControl_Subtype=Analog inputs, sensors, water pressure different;
21648 | D30 HVAC | D3060 CONTROLS & INSTRUMENTATION | D306002 ELECTRONIC CONTROLS | HVAC Control Device | EA | HVACControl_Type=Electronic; | HVACControl_Subtype=Analog inputs, sensors, steam flow;
21649 | D30 HVAC | D3060 CONTROLS & INSTRUMENTATION | D306002 ELECTRONIC CONTROLS | HVAC Control Device | EA | HVACControl_Type=Electronic; | HVACControl_Subtype=Analog inputs, sensors, steam pressure;
21650 | D30 HVAC | D3060 CONTROLS & INSTRUMENTATION | D306002 ELECTRONIC CONTROLS | HVAC Control Device | EA | HVACControl_Type=Electronic; | HVACControl_Subtype=Analog inputs, sensors, KW/transducer;
21651 | D30 HVAC | D3060 CONTROLS & INSTRUMENTATION | D306002 ELECTRONIC CONTROLS | HVAC Control Device | EA | HVACControl_Type=Electronic; | HVACControl_Subtype=Analog inputs, sensors, KWH totalization;
21652 | D30 HVAC | D3060 CONTROLS & INSTRUMENTATION | D306002 ELECTRONIC CONTROLS | HVAC Control Device | EA | HVACControl_Type=Electronic; | HVACControl_Subtype=Analog inputs, sensors, space static pressure;
21653 | D30 HVAC | D3060 CONTROLS & INSTRUMENTATION | D306002 ELECTRONIC CONTROLS | HVAC Control Device | EA | HVACControl_Type=Electronic; | HVACControl_Subtype=Analog outputs, P/I transducer;
21654 | D30 HVAC | D3060 CONTROLS & INSTRUMENTATION | D306002 ELECTRONIC CONTROLS | HVAC Control Device | EA | HVACControl_Type=Electronic; | HVACControl_Subtype=Analog outputs, material in MUX;
21655 | D30 HVAC | D3060 CONTROLS & INSTRUMENTATION | D306002 ELECTRONIC CONTROLS | HVAC Control Device | EA | HVACControl_Type=Electronic; | HVACControl_Subtype=Analog outputs, pneumatic, excl. control device;
21656 | D30 HVAC | D3060 CONTROLS & INSTRUMENTATION | D306002 ELECTRONIC CONTROLS | HVAC Control Device | EA | HVACControl_Type=Electronic; | HVACControl_Subtype=Analog outputs, electric, excl. control device;
21657 | D30 HVAC | D3060 CONTROLS & INSTRUMENTATION | D306002 ELECTRONIC CONTROLS | HVAC Control Device | EA | HVACControl_Type=Electronic; | HVACControl_Subtype=Digital inputs, Status (alarms), freeze;
21658 | D30 HVAC | D3060 CONTROLS & INSTRUMENTATION | D306002 ELECTRONIC CONTROLS | HVAC Control Device | EA | HVACControl_Type=Electronic; | HVACControl_Subtype=Digital inputs, Status (alarms), fire;
21659 | D30 HVAC | D3060 CONTROLS & INSTRUMENTATION | D306002 ELECTRONIC CONTROLS | HVAC Control Device | EA | HVACControl_Type=Electronic; | HVACControl_Subtype=Digital inputs, Status (alarms), differential pressure;
21661 | D30 HVAC | D3060 CONTROLS & INSTRUMENTATION | D306002 ELECTRONIC CONTROLS | HVAC Control Device | EA | HVACControl_Type=Electronic; | HVACControl_Subtype=Digital inputs, Status (alarms), current sensor;
21662 | D30 HVAC | D3060 CONTROLS & INSTRUMENTATION | D306002 ELECTRONIC CONTROLS | HVAC Control Device | EA | HVACControl_Type=Electronic; | HVACControl_Subtype=Digital inputs, Status (alarms), duct high temperature;
21663 | D30 HVAC | D3060 CONTROLS & INSTRUMENTATION | D306002 ELECTRONIC CONTROLS | HVAC Control Device | EA | HVACControl_Type=Electronic; | HVACControl_Subtype=Digital inputs, Status (alarms), duct smoke detector;
21664 | D30 HVAC | D3060 CONTROLS & INSTRUMENTATION | D306002 ELECTRONIC CONTROLS | HVAC Control Device | EA | HVACControl_Type=Electronic; | HVACControl_Subtype=Digital output, Status (alarms), start/stop;
21665 | D30 HVAC | D3060 CONTROLS & INSTRUMENTATION | D306002 ELECTRONIC CONTROLS | HVAC Control Device | EA | HVACControl_Type=Electronic; | HVACControl_Subtype=Digital output, Status (alarms), on/off;
21666 | D30 HVAC | D3060 CONTROLS & INSTRUMENTATION | D306002 ELECTRONIC CONTROLS | HVAC Control Device | EA | HVACControl_Type=Electronic; | HVACControl_Subtype=Controller MUX panel, 48 point, incl. function boards;
21667 | D30 HVAC | D3060 CONTROLS & INSTRUMENTATION | D306002 ELECTRONIC CONTROLS | HVAC Control Device | EA | HVACControl_Type=Electronic; | HVACControl_Subtype=Controller MUX panel, 128 point, incl. function boards;
21668 | D30 HVAC | D3060 CONTROLS & INSTRUMENTATION | D306002 ELECTRONIC CONTROLS | HVAC Control Device | EA | HVACControl_Type=Electronic; | HVACControl_Subtype=D.D.C controller, mechanical room, 16 point;
21669 | D30 HVAC | D3060 CONTROLS & INSTRUMENTATION | D306002 ELECTRONIC CONTROLS | HVAC Control Device | EA | HVACControl_Type=Electronic; | HVACControl_Subtype=D.D.C controller, mechanical room, 32 point;
21670 | D30 HVAC | D3060 CONTROLS & INSTRUMENTATION | D306002 ELECTRONIC CONTROLS | HVAC Control Device | EA | HVACControl_Type=Electronic; | HVACControl_Subtype=D.D.C controller, space, V.A.V terminal box, incl;
42228 | D30 HVAC | D3060 CONTROLS & INSTRUMENTATION | D306002 ELECTRONIC CONTROLS | HVAC Control Device | EA | HVACControl_Type=Electronic; | HVACControl_Subtype=Other;
43228 | D30 HVAC | D3060 CONTROLS & INSTRUMENTATION | D306002 ELECTRONIC CONTROLS | HVAC Control Device | EA | HVACControl_Type=Electronic; | HVACControl_Subtype=Unknown;
21660 | D30 HVAC | D3060 CONTROLS & INSTRUMENTATION | D306002 ELECTRONIC CONTROLS | Status alarms, digital inputs, differential pressure | EA | HVACControl_Type=Status alarm; | HVACControl_Subtype=digital inputs, differential pressure;
21673 | D30 HVAC | D3060 CONTROLS & INSTRUMENTATION | D306003 PNEUMATIC CONTROLS | heat & vent, split, mixed air control, economizer cycle, over 20 tons | EA | HVACControl_Type=Mixed Air Control; | HVACControl_Subtype=Economizer cycle, over 20 tons;
21675 | D30 HVAC | D3060 CONTROLS & INSTRUMENTATION | D306003 PNEUMATIC CONTROLS | heat & vent, split, mixed air control, enthalpy cycle, 10 to 20 tons | EA | HVACControl_Type=Mixed Air Control; | HVACControl_Subtype=Enthalpy cycle, 10 to 20 tons;
21674 | D30 HVAC | D3060 CONTROLS & INSTRUMENTATION | D306003 PNEUMATIC CONTROLS | heat & vent, split, mixed air control, enthalpy cycle, up to 10 tons | EA | HVACControl_Type=Mixed Air Control; | HVACControl_Subtype=Enthalpy cycle, up to 10 tons;
21628 | D30 HVAC | D3060 CONTROLS & INSTRUMENTATION | D306003 PNEUMATIC CONTROLS | HVAC Control Device | EA | HVACControl_Type=Pneumatic; | HVACControl_Subtype=General;
21671 | D30 HVAC | D3060 CONTROLS & INSTRUMENTATION | D306003 PNEUMATIC CONTROLS | HVAC Control Device | EA | HVACControl_Type=Pneumatic; | HVACControl_Subtype=Heating & ventilating, split system, mixed air control, economizer cycle;
21672 | D30 HVAC | D3060 CONTROLS & INSTRUMENTATION | D306003 PNEUMATIC CONTROLS | HVAC Control Device | EA | HVACControl_Type=Pneumatic; | HVACControl_Subtype=Heating & ventilating, split system, mixed air control, economizer cycle, p;
21676 | D30 HVAC | D3060 CONTROLS & INSTRUMENTATION | D306003 PNEUMATIC CONTROLS | HVAC Control Device | EA | HVACControl_Type=Pneumatic; | HVACControl_Subtype=Heating & ventilating, split system, mixed air control, enthalpy cycle, pan;
21677 | D30 HVAC | D3060 CONTROLS & INSTRUMENTATION | D306003 PNEUMATIC CONTROLS | HVAC Control Device | EA | HVACControl_Type=Pneumatic; | HVACControl_Subtype=Heating & ventilating, split system, heating coil, hot water, 3 way valve;
21678 | D30 HVAC | D3060 CONTROLS & INSTRUMENTATION | D306003 PNEUMATIC CONTROLS | HVAC Control Device | EA | HVACControl_Type=Pneumatic; | HVACControl_Subtype=Heating & ventilating, split system, cooling coil, chilled water;
21679 | D30 HVAC | D3060 CONTROLS & INSTRUMENTATION | D306003 PNEUMATIC CONTROLS | HVAC Control Device | EA | HVACControl_Type=Pneumatic; | HVACControl_Subtype=Heating & ventilating, split system, cooling tower, fan cycle;
21680 | D30 HVAC | D3060 CONTROLS & INSTRUMENTATION | D306003 PNEUMATIC CONTROLS | HVAC Control Device | EA | HVACControl_Type=Pneumatic; | HVACControl_Subtype=Unit ventilator;
21681 | D30 HVAC | D3060 CONTROLS & INSTRUMENTATION | D306003 PNEUMATIC CONTROLS | HVAC Control Device | EA | HVACControl_Type=Pneumatic; | HVACControl_Subtype=Compensated hot water from boiler, valve control, readout & reset at panel, 120 GPM;
21682 | D30 HVAC | D3060 CONTROLS & INSTRUMENTATION | D306003 PNEUMATIC CONTROLS | HVAC Control Device | EA | HVACControl_Type=Pneumatic; | HVACControl_Subtype=Compensated hot water from boiler, valve control, readout & reset at panel, 240 GPM;
21683 | D30 HVAC | D3060 CONTROLS & INSTRUMENTATION | D306003 PNEUMATIC CONTROLS | HVAC Control Device | EA | HVACControl_Type=Pneumatic; | HVACControl_Subtype=Compensated hot water from valve control, readout & reset at panel;
21684 | D30 HVAC | D3060 CONTROLS & INSTRUMENTATION | D306003 PNEUMATIC CONTROLS | HVAC Control Device | EA | HVACControl_Type=Pneumatic; | HVACControl_Subtype=Boiler room combustion air, damper to 5 SF, controls;
21685 | D30 HVAC | D3060 CONTROLS & INSTRUMENTATION | D306003 PNEUMATIC CONTROLS | HVAC Control Device | EA | HVACControl_Type=Pneumatic; | HVACControl_Subtype=Fan coil, heating & cooling valves, 4 pipe control system;
21686 | D30 HVAC | D3060 CONTROLS & INSTRUMENTATION | D306003 PNEUMATIC CONTROLS | HVAC Control Device | EA | HVACControl_Type=Pneumatic; | HVACControl_Subtype=Heat exchanger system controls;
21687 | D30 HVAC | D3060 CONTROLS & INSTRUMENTATION | D306003 PNEUMATIC CONTROLS | HVAC Control Device | EA | HVACControl_Type=Pneumatic; | HVACControl_Subtype=Multizone control (1 per zone);
21688 | D30 HVAC | D3060 CONTROLS & INSTRUMENTATION | D306003 PNEUMATIC CONTROLS | HVAC Control Device | EA | HVACControl_Type=Pneumatic; | HVACControl_Subtype=Pneumatic thermostat;
21689 | D30 HVAC | D3060 CONTROLS & INSTRUMENTATION | D306003 PNEUMATIC CONTROLS | HVAC Control Device | EA | HVACControl_Type=Pneumatic; | HVACControl_Subtype=Program energy saving optimizer;
21690 | D30 HVAC | D3060 CONTROLS & INSTRUMENTATION | D306003 PNEUMATIC CONTROLS | HVAC Control Device | EA | HVACControl_Type=Pneumatic; | HVACControl_Subtype=Pump control system;
21691 | D30 HVAC | D3060 CONTROLS & INSTRUMENTATION | D306003 PNEUMATIC CONTROLS | HVAC Control Device | EA | HVACControl_Type=Pneumatic; | HVACControl_Subtype=Reheat coil control system, excl. coil;
21692 | D30 HVAC | D3060 CONTROLS & INSTRUMENTATION | D306003 PNEUMATIC CONTROLS | HVAC Control Device | EA | HVACControl_Type=Pneumatic; | HVACControl_Subtype=Air supply for pneumatic, tank mounted duplex compressor;
21698 | D30 HVAC | D3060 CONTROLS & INSTRUMENTATION | D306003 PNEUMATIC CONTROLS | HVAC Control Device | EA | HVACControl_Type=Pneumatic; | HVACControl_Subtype=Static pressure control for air handling unit;
21699 | D30 HVAC | D3060 CONTROLS & INSTRUMENTATION | D306003 PNEUMATIC CONTROLS | HVAC Control Device | EA | HVACControl_Type=Pneumatic; | HVACControl_Subtype=VAV boxes;
42229 | D30 HVAC | D3060 CONTROLS & INSTRUMENTATION | D306003 PNEUMATIC CONTROLS | HVAC Control Device | EA | HVACControl_Type=Pneumatic; | HVACControl_Subtype=Other;
43229 | D30 HVAC | D3060 CONTROLS & INSTRUMENTATION | D306003 PNEUMATIC CONTROLS | HVAC Control Device | EA | HVACControl_Type=Pneumatic; | HVACControl_Subtype=Unknown;
21694 | D30 HVAC | D3060 CONTROLS & INSTRUMENTATION | D306003 PNEUMATIC CONTROLS | pneumatic air supply, tank mount duplex compressor, 1 HP | EA | HVACControl_Type=Pneumatic air supply; | HVACControl_Subtype=Tank mount duplex compressor, 1 HP;
21695 | D30 HVAC | D3060 CONTROLS & INSTRUMENTATION | D306003 PNEUMATIC CONTROLS | pneumatic air supply, tank mount duplex compressor, 1.5 HP | EA | HVACControl_Type=Pneumatic air supply; | HVACControl_Subtype=Tank mount duplex compressor, 1.5 HP;
21693 | D30 HVAC | D3060 CONTROLS & INSTRUMENTATION | D306003 PNEUMATIC CONTROLS | pneumatic air supply, tank mount duplex compressor, 1/2 HP | EA | HVACControl_Type=Pneumatic air supply; | HVACControl_Subtype=Tank mount duplex compressor, 1/2 HP;
21696 | D30 HVAC | D3060 CONTROLS & INSTRUMENTATION | D306003 PNEUMATIC CONTROLS | pneumatic air supply, tank mount duplex compressor, 3 HP | EA | HVACControl_Type=Pneumatic air supply; | HVACControl_Subtype=Tank mount duplex compressor, 3 HP;
21697 | D30 HVAC | D3060 CONTROLS & INSTRUMENTATION | D306003 PNEUMATIC CONTROLS | pneumatic air supply, tank mount duplex compressor, 5 HP | EA | HVACControl_Type=Pneumatic air supply; | HVACControl_Subtype=Tank mount duplex compressor, 5 HP;
21568 | D30 HVAC | D3060 CONTROLS & INSTRUMENTATION | D306004 INSTRUMENT AIR COMPRESSORS | Air Compressor | EA | AirCompressor_Use=HVAC Control; | AirCompressor_Type=General;
42230 | D30 HVAC | D3060 CONTROLS & INSTRUMENTATION | D306004 INSTRUMENT AIR COMPRESSORS | Air Compressor | EA | AirCompressor_Use=HVAC Control; | AirCompressor_Type=Other;
43230 | D30 HVAC | D3060 CONTROLS & INSTRUMENTATION | D306004 INSTRUMENT AIR COMPRESSORS | Air Compressor | EA | AirCompressor_Use=HVAC Control; | AirCompressor_Type=Unknown;
41231 | D30 HVAC | D3060 CONTROLS & INSTRUMENTATION | D306005 GAS PURGING SYSTEMS | Gas Purging System | EA | GasPurgeSys_Type=General;
42231 | D30 HVAC | D3060 CONTROLS & INSTRUMENTATION | D306005 GAS PURGING SYSTEMS | Gas Purging System | EA | GasPurgeSys_Type=Other;
43231 | D30 HVAC | D3060 CONTROLS & INSTRUMENTATION | D306005 GAS PURGING SYSTEMS | Gas Purging System | EA | GasPurgeSys_Type=Unknown;
41232 | D30 HVAC | D3060 CONTROLS & INSTRUMENTATION | D306090 OTHER CONTROLS INSTRUMENTATION | HVAC Control Device | EA | HVACControl_Type=General;
21569 | D30 HVAC | D3060 CONTROLS & INSTRUMENTATION | D306090 OTHER CONTROLS INSTRUMENTATION | HVAC Control Device | EA | HVACControl_Type=Other;
43232 | D30 HVAC | D3060 CONTROLS & INSTRUMENTATION | D306090 OTHER CONTROLS INSTRUMENTATION | HVAC Control Device | EA | HVACControl_Type=Unknown;
70133 | D30 HVAC | D3080 HVAC VALVES | D3080001 BALL VALVES | HVAC Valve | EA | Valve_Type=Ball; |  | Valve_Dia_IN=2;
70134 | D30 HVAC | D3080 HVAC VALVES | D3080001 BALL VALVES | HVAC Valve | EA | Valve_Type=Ball; |  | Valve_Dia_IN=4;
70135 | D30 HVAC | D3080 HVAC VALVES | D3080001 BALL VALVES | HVAC Valve | EA | Valve_Type=Ball; |  | Valve_Dia_IN=6;
70153 | D30 HVAC | D3080 HVAC VALVES | D3080002 GATE VALVES | HVAC Valve | EA | Valve_Type=Gate; |  | Valve_Dia_IN=2;
70154 | D30 HVAC | D3080 HVAC VALVES | D3080002 GATE VALVES | HVAC Valve | EA | Valve_Type=Gate; |  | Valve_Dia_IN=3;
70155 | D30 HVAC | D3080 HVAC VALVES | D3080002 GATE VALVES | HVAC Valve | EA | Valve_Type=Gate; |  | Valve_Dia_IN=4;
70156 | D30 HVAC | D3080 HVAC VALVES | D3080002 GATE VALVES | HVAC Valve | EA | Valve_Type=Gate; |  | Valve_Dia_IN=6;
70157 | D30 HVAC | D3080 HVAC VALVES | D3080002 GATE VALVES | HVAC Valve | EA | Valve_Type=Gate; |  | Valve_Dia_IN=8;
70158 | D30 HVAC | D3080 HVAC VALVES | D3080002 GATE VALVES | HVAC Valve | EA | Valve_Type=Gate; |  | Valve_Dia_IN=10;
70159 | D30 HVAC | D3080 HVAC VALVES | D3080002 GATE VALVES | HVAC Valve | EA | Valve_Type=Gate; |  | Valve_Dia_IN=12;
70169 | D30 HVAC | D3080 HVAC VALVES | D3080003 VALVES, NON-DRAIN | HVAC Valve | EA | Valve_Type=Non-Drain; |  | Valve_Dia_IN=2;
70170 | D30 HVAC | D3080 HVAC VALVES | D3080003 VALVES, NON-DRAIN | HVAC Valve | EA | Valve_Type=Non-Drain; |  | Valve_Dia_IN=4;
70171 | D30 HVAC | D3080 HVAC VALVES | D3080003 VALVES, NON-DRAIN | HVAC Valve | EA | Valve_Type=Non-Drain; |  | Valve_Dia_IN=6;
70172 | D30 HVAC | D3080 HVAC VALVES | D3080003 VALVES, NON-DRAIN | HVAC Valve | EA | Valve_Type=Non-Drain; |  | Valve_Dia_IN=8;
70173 | D30 HVAC | D3080 HVAC VALVES | D3080003 VALVES, NON-DRAIN | HVAC Valve | EA | Valve_Type=Non-Drain; |  | Valve_Dia_IN=10;
70174 | D30 HVAC | D3080 HVAC VALVES | D3080003 VALVES, NON-DRAIN | HVAC Valve | EA | Valve_Type=Non-Drain; |  | Valve_Dia_IN=12;
70175 | D30 HVAC | D3080 HVAC VALVES | D3080003 VALVES, NON-DRAIN | HVAC Valve | EA | Valve_Type=Non-Drain; |  | Valve_Dia_IN=14;
70136 | D30 HVAC | D3080 HVAC VALVES | D3080004 BUTTERFLY VALVES | HVAC Valve | EA | Valve_Type=Butterfly; |  | Valve_Dia_IN=3;
70137 | D30 HVAC | D3080 HVAC VALVES | D3080004 BUTTERFLY VALVES | HVAC Valve | EA | Valve_Type=Butterfly; |  | Valve_Dia_IN=4;
70138 | D30 HVAC | D3080 HVAC VALVES | D3080004 BUTTERFLY VALVES | HVAC Valve | EA | Valve_Type=Butterfly; |  | Valve_Dia_IN=6;
70139 | D30 HVAC | D3080 HVAC VALVES | D3080004 BUTTERFLY VALVES | HVAC Valve | EA | Valve_Type=Butterfly; |  | Valve_Dia_IN=8;
70140 | D30 HVAC | D3080 HVAC VALVES | D3080004 BUTTERFLY VALVES | HVAC Valve | EA | Valve_Type=Butterfly; |  | Valve_Dia_IN=10;
70141 | D30 HVAC | D3080 HVAC VALVES | D3080004 BUTTERFLY VALVES | HVAC Valve | EA | Valve_Type=Butterfly; |  | Valve_Dia_IN=12;
70147 | D30 HVAC | D3080 HVAC VALVES | D3080005 FLOW CONTROL VALVES | HVAC Valve | EA | Valve_Type=Control; |  | Valve_Dia_IN=2;
70148 | D30 HVAC | D3080 HVAC VALVES | D3080005 FLOW CONTROL VALVES | HVAC Valve | EA | Valve_Type=Control; |  | Valve_Dia_IN=4;
70149 | D30 HVAC | D3080 HVAC VALVES | D3080005 FLOW CONTROL VALVES | HVAC Valve | EA | Valve_Type=Control; |  | Valve_Dia_IN=6;
70150 | D30 HVAC | D3080 HVAC VALVES | D3080005 FLOW CONTROL VALVES | HVAC Valve | EA | Valve_Type=Control; |  | Valve_Dia_IN=8;
70151 | D30 HVAC | D3080 HVAC VALVES | D3080005 FLOW CONTROL VALVES | HVAC Valve | EA | Valve_Type=Control; |  | Valve_Dia_IN=10;
70152 | D30 HVAC | D3080 HVAC VALVES | D3080005 FLOW CONTROL VALVES | HVAC Valve | EA | Valve_Type=Control; |  | Valve_Dia_IN=12;
70160 | D30 HVAC | D3080 HVAC VALVES | D3080006 GLOBE VALVES | HVAC Valve | EA | Valve_Type=Globe; |  | Valve_Dia_IN=2;
70162 | D30 HVAC | D3080 HVAC VALVES | D3080007 PLUG VALVES | HVAC Valve | EA | Valve_Type=Plug; |  | Valve_Dia_IN=>6;
70163 | D30 HVAC | D3080 HVAC VALVES | D3080007 PLUG VALVES | HVAC Valve | EA | Valve_Type=Plug; |  | Valve_Dia_IN=6;
70164 | D30 HVAC | D3080 HVAC VALVES | D3080007 PLUG VALVES | HVAC Valve | EA | Valve_Type=Plug; |  | Valve_Dia_IN=8;
70165 | D30 HVAC | D3080 HVAC VALVES | D3080008 SOLENOID VALVES | HVAC Valve | EA | Valve_Type=Solenoid; |  | Valve_Dia_IN=2;
70166 | D30 HVAC | D3080 HVAC VALVES | D3080008 SOLENOID VALVES | HVAC Valve | EA | Valve_Type=Solenoid; |  | Valve_Dia_IN=3;
70167 | D30 HVAC | D3080 HVAC VALVES | D3080008 SOLENOID VALVES | HVAC Valve | EA | Valve_Type=Solenoid; |  | Valve_Dia_IN=4;
70168 | D30 HVAC | D3080 HVAC VALVES | D3080008 SOLENOID VALVES | HVAC Valve | EA | Valve_Type=Solenoid; |  | Valve_Dia_IN=>4;
70143 | D30 HVAC | D3080 HVAC VALVES | D3080009 CHECK VALVES | HVAC Valve | EA | Valve_Type=Check; |  | Valve_Dia_IN=2;
70144 | D30 HVAC | D3080 HVAC VALVES | D3080009 CHECK VALVES | HVAC Valve | EA | Valve_Type=Check; |  | Valve_Dia_IN=4;
70145 | D30 HVAC | D3080 HVAC VALVES | D3080009 CHECK VALVES | HVAC Valve | EA | Valve_Type=Check; |  | Valve_Dia_IN=6;
70146 | D30 HVAC | D3080 HVAC VALVES | D3080009 CHECK VALVES | HVAC Valve | EA | Valve_Type=Check; |  | Valve_Dia_IN=10;
70142 | D30 HVAC | D3080 HVAC VALVES | D3080010 OTHER VALVES | HVAC Valve | EA | Valve_Type=Calibrated Balancing;
41238 | D30 HVAC | D3090 OTHER HVAC SYSTEMS AND EQUIPMENT | D309002 REFRIGERATION SYSTEMS | Cooling Generation System | TON | CoolingSystem_Type=Refrigeration; | CoolingSystem_Cooling=General;
42238 | D30 HVAC | D3090 OTHER HVAC SYSTEMS AND EQUIPMENT | D309002 REFRIGERATION SYSTEMS | Cooling Generation System | TON | CoolingSystem_Type=Refrigeration; | CoolingSystem_Cooling=Other;
43238 | D30 HVAC | D3090 OTHER HVAC SYSTEMS AND EQUIPMENT | D309002 REFRIGERATION SYSTEMS | Cooling Generation System | TON | CoolingSystem_Type=Refrigeration; | CoolingSystem_Cooling=Unknown;
44182 | D30 HVAC | D3090 OTHER HVAC SYSTEMS AND EQUIPMENT | D309090 OTHER SPECIAL MECHANICAL SYSTEMS | Radon Management System | EA
41239 | D30 HVAC | D3090 OTHER HVAC SYSTEMS AND EQUIPMENT | D309090 OTHER SPECIAL MECHANICAL SYSTEMS | Special HVAC System | EA | HVACSys_Type=General;
21571 | D30 HVAC | D3090 OTHER HVAC SYSTEMS AND EQUIPMENT | D309090 OTHER SPECIAL MECHANICAL SYSTEMS | Special HVAC System | EA | HVACSys_Type=Other;
43239 | D30 HVAC | D3090 OTHER HVAC SYSTEMS AND EQUIPMENT | D309090 OTHER SPECIAL MECHANICAL SYSTEMS | Special HVAC System | EA | HVACSys_Type=Unknown;
44181 | D30 HVAC | D3090 OTHER HVAC SYSTEMS AND EQUIPMENT | D309090 OTHER SPECIAL MECHANICAL SYSTEMS | Ventilation/Heat Recovery System | EA
40247 | D40 FIRE PROTECTION | D4010 FIRE ALARM AND DETECTION SYSTEMS | D401001 FIRE ALARM DISTRIBUTION | Fire Alarm Control Panel | EA |  | Addressable=Non-addressable;
40248 | D40 FIRE PROTECTION | D4010 FIRE ALARM AND DETECTION SYSTEMS | D401001 FIRE ALARM DISTRIBUTION | Fire Alarm Control Panel | EA |  | Addressable=Non-addressable; |  |  | FACP_Zone=singlezone;
40249 | D40 FIRE PROTECTION | D4010 FIRE ALARM AND DETECTION SYSTEMS | D401001 FIRE ALARM DISTRIBUTION | Fire Alarm Control Panel | EA |  | Addressable=Non-addressable; |  |  | FACP_Zone=multizone;
21281 | D40 FIRE PROTECTION | D4010 FIRE ALARM AND DETECTION SYSTEMS | D401001 FIRE ALARM DISTRIBUTION | Fire Alarm System | EA |  |  | FireDetectionSystem_Detectors=100;
21282 | D40 FIRE PROTECTION | D4010 FIRE ALARM AND DETECTION SYSTEMS | D401001 FIRE ALARM DISTRIBUTION | Fire Alarm System | EA |  |  | FireDetectionSystem_Detectors=25;
21283 | D40 FIRE PROTECTION | D4010 FIRE ALARM AND DETECTION SYSTEMS | D401001 FIRE ALARM DISTRIBUTION | Fire Alarm System | EA |  |  | FireDetectionSystem_Detectors=12;
21288 | D40 FIRE PROTECTION | D4010 FIRE ALARM AND DETECTION SYSTEMS | D401001 FIRE ALARM DISTRIBUTION | Fire Alarm System | EA |  |  | FireDetectionSystem_Detectors=50;
44102 | D40 FIRE PROTECTION | D4010 FIRE ALARM AND DETECTION SYSTEMS | D401001 FIRE ALARM DISTRIBUTION | Fire Alarm System | SF | FireDetectionSystem_Type=Combo Alarm and Notification; | FireDetectionSystem_subtype=Addressable;
44100 | D40 FIRE PROTECTION | D4010 FIRE ALARM AND DETECTION SYSTEMS | D401001 FIRE ALARM DISTRIBUTION | Fire Alarm System | SF | FireDetectionSystem_Type=Fire Alarm; | FireDetectionSystem_subtype=Addressable;
41240 | D40 FIRE PROTECTION | D4010 FIRE ALARM AND DETECTION SYSTEMS | D401001 FIRE ALARM DISTRIBUTION | Fire Alarm System | SF | FireDetectionSystem_Type=General;
44101 | D40 FIRE PROTECTION | D4010 FIRE ALARM AND DETECTION SYSTEMS | D401001 FIRE ALARM DISTRIBUTION | Fire Alarm System | SF | FireDetectionSystem_Type=Mass Notification; | FireDetectionSystem_subtype=Addressable;
42240 | D40 FIRE PROTECTION | D4010 FIRE ALARM AND DETECTION SYSTEMS | D401001 FIRE ALARM DISTRIBUTION | Fire Alarm System | SF | FireDetectionSystem_Type=Other;
43240 | D40 FIRE PROTECTION | D4010 FIRE ALARM AND DETECTION SYSTEMS | D401001 FIRE ALARM DISTRIBUTION | Fire Alarm System | SF | FireDetectionSystem_Type=Unknown;
44033 | D40 FIRE PROTECTION | D4010 FIRE ALARM AND DETECTION SYSTEMS | D401002 FIRE ALARM DEVICES | Fire Alarm Device | EA | FireAlarmDevice_Type=Annunciator;
40252 | D40 FIRE PROTECTION | D4010 FIRE ALARM AND DETECTION SYSTEMS | D401002 FIRE ALARM DEVICES | Fire Alarm Device | EA | FireAlarmDevice_Type=Battery Standby;
40253 | D40 FIRE PROTECTION | D4010 FIRE ALARM AND DETECTION SYSTEMS | D401002 FIRE ALARM DEVICES | Fire Alarm Device | EA | FireAlarmDevice_Type=Bell;
40250 | D40 FIRE PROTECTION | D4010 FIRE ALARM AND DETECTION SYSTEMS | D401002 FIRE ALARM DEVICES | Fire Alarm Device | EA | FireAlarmDevice_Type=Electro-Mech Release;
40237 | D40 FIRE PROTECTION | D4010 FIRE ALARM AND DETECTION SYSTEMS | D401002 FIRE ALARM DEVICES | Fire Alarm Device | EA | FireAlarmDevice_Type=General;
40238 | D40 FIRE PROTECTION | D4010 FIRE ALARM AND DETECTION SYSTEMS | D401002 FIRE ALARM DEVICES | Fire Alarm Device | EA | FireAlarmDevice_Type=Heat Detector;
40251 | D40 FIRE PROTECTION | D4010 FIRE ALARM AND DETECTION SYSTEMS | D401002 FIRE ALARM DEVICES | Fire Alarm Device | EA | FireAlarmDevice_Type=Manual Pull Station;
42241 | D40 FIRE PROTECTION | D4010 FIRE ALARM AND DETECTION SYSTEMS | D401002 FIRE ALARM DEVICES | Fire Alarm Device | EA | FireAlarmDevice_Type=Other;
40239 | D40 FIRE PROTECTION | D4010 FIRE ALARM AND DETECTION SYSTEMS | D401002 FIRE ALARM DEVICES | Fire Alarm Device | EA | FireAlarmDevice_Type=Rate-of-Rise Detector;
40240 | D40 FIRE PROTECTION | D4010 FIRE ALARM AND DETECTION SYSTEMS | D401002 FIRE ALARM DEVICES | Fire Alarm Device | EA | FireAlarmDevice_Type=Smoke Detector;
44034 | D40 FIRE PROTECTION | D4010 FIRE ALARM AND DETECTION SYSTEMS | D401002 FIRE ALARM DEVICES | Fire Alarm Device | EA | FireAlarmDevice_Type=Stobe/Annunciator Combo;
44032 | D40 FIRE PROTECTION | D4010 FIRE ALARM AND DETECTION SYSTEMS | D401002 FIRE ALARM DEVICES | Fire Alarm Device | EA | FireAlarmDevice_Type=Strobe;
43241 | D40 FIRE PROTECTION | D4010 FIRE ALARM AND DETECTION SYSTEMS | D401002 FIRE ALARM DEVICES | Fire Alarm Device | EA | FireAlarmDevice_Type=Unknown;
40286 | D40 FIRE PROTECTION | D4020 FIRE SUPP WATER SUPPLY / EQUIP | D402001 FIRE PROTECTION WATER PIPING AND EQUIPMENT | Air Compressor | EA | AirCompressor_Use=Fire Protection;
40287 | D40 FIRE PROTECTION | D4020 FIRE SUPP WATER SUPPLY / EQUIP | D402001 FIRE PROTECTION WATER PIPING AND EQUIPMENT | Air Dryer | EA
21004 | D40 FIRE PROTECTION | D4020 FIRE SUPP WATER SUPPLY / EQUIP | D402001 FIRE PROTECTION WATER PIPING AND EQUIPMENT | Backflow Preventer | EA |  |  | BackflowPreventer_Diameter=4;
21005 | D40 FIRE PROTECTION | D4020 FIRE SUPP WATER SUPPLY / EQUIP | D402001 FIRE PROTECTION WATER PIPING AND EQUIPMENT | Backflow Preventer | EA |  |  | BackflowPreventer_Diameter=8;
21006 | D40 FIRE PROTECTION | D4020 FIRE SUPP WATER SUPPLY / EQUIP | D402001 FIRE PROTECTION WATER PIPING AND EQUIPMENT | Backflow Preventer | EA |  |  | BackflowPreventer_Diameter=6;
21007 | D40 FIRE PROTECTION | D4020 FIRE SUPP WATER SUPPLY / EQUIP | D402001 FIRE PROTECTION WATER PIPING AND EQUIPMENT | Backflow Preventer | EA |  |  | BackflowPreventer_Diameter=2;
21008 | D40 FIRE PROTECTION | D4020 FIRE SUPP WATER SUPPLY / EQUIP | D402001 FIRE PROTECTION WATER PIPING AND EQUIPMENT | Backflow Preventer | EA |  |  | BackflowPreventer_Diameter=1.5;
21009 | D40 FIRE PROTECTION | D4020 FIRE SUPP WATER SUPPLY / EQUIP | D402001 FIRE PROTECTION WATER PIPING AND EQUIPMENT | Backflow Preventer | EA |  |  | BackflowPreventer_Diameter=1;
21010 | D40 FIRE PROTECTION | D4020 FIRE SUPP WATER SUPPLY / EQUIP | D402001 FIRE PROTECTION WATER PIPING AND EQUIPMENT | Backflow Preventer | EA |  |  | BackflowPreventer_Diameter=3;
21585 | D40 FIRE PROTECTION | D4020 FIRE SUPP WATER SUPPLY / EQUIP | D402001 FIRE PROTECTION WATER PIPING AND EQUIPMENT | Backflow Preventer | EA
44103 | D40 FIRE PROTECTION | D4020 FIRE SUPP WATER SUPPLY / EQUIP | D402001 FIRE PROTECTION WATER PIPING AND EQUIPMENT | Fire Protection Service Piping | LF | FireProtPipe_Material=Distribution Main;
41242 | D40 FIRE PROTECTION | D4020 FIRE SUPP WATER SUPPLY / EQUIP | D402001 FIRE PROTECTION WATER PIPING AND EQUIPMENT | Fire Protection Service Piping | LF | FireProtPipe_Material=General;
42242 | D40 FIRE PROTECTION | D4020 FIRE SUPP WATER SUPPLY / EQUIP | D402001 FIRE PROTECTION WATER PIPING AND EQUIPMENT | Fire Protection Service Piping | LF | FireProtPipe_Material=Other;
43242 | D40 FIRE PROTECTION | D4020 FIRE SUPP WATER SUPPLY / EQUIP | D402001 FIRE PROTECTION WATER PIPING AND EQUIPMENT | Fire Protection Service Piping | LF | FireProtPipe_Material=Unknown;
21011 | D40 FIRE PROTECTION | D4020 FIRE SUPP WATER SUPPLY / EQUIP | D402002 FIRE PUMP | Fire Pump | EA |  |  | FirePump_GPM=1000; | FirePump_HP=40; | FirePump_Diameter=5";
21012 | D40 FIRE PROTECTION | D4020 FIRE SUPP WATER SUPPLY / EQUIP | D402002 FIRE PUMP | Fire Pump | EA |  |  | FirePump_GPM=1000; | FirePump_HP=100; | FirePump_Diameter=5";
21013 | D40 FIRE PROTECTION | D4020 FIRE SUPP WATER SUPPLY / EQUIP | D402002 FIRE PUMP | Fire Pump | EA |  |  | FirePump_GPM=500; | FirePump_HP=30; | FirePump_Diameter=4";
44104 | D40 FIRE PROTECTION | D4020 FIRE SUPP WATER SUPPLY / EQUIP | D402002 FIRE PUMP | Fire Pump | EA
44105 | D40 FIRE PROTECTION | D4020 FIRE SUPP WATER SUPPLY / EQUIP | D402002 FIRE PUMP | Fire Pump | EA
44106 | D40 FIRE PROTECTION | D4020 FIRE SUPP WATER SUPPLY / EQUIP | D402002 FIRE PUMP | Fire Pump | EA
44107 | D40 FIRE PROTECTION | D4020 FIRE SUPP WATER SUPPLY / EQUIP | D402002 FIRE PUMP | Fire Pump | EA |  |  | FirePump_GPM=100;
44108 | D40 FIRE PROTECTION | D4020 FIRE SUPP WATER SUPPLY / EQUIP | D402002 FIRE PUMP | Fire Pump | EA |  |  | FirePump_GPM=500;
44109 | D40 FIRE PROTECTION | D4020 FIRE SUPP WATER SUPPLY / EQUIP | D402002 FIRE PUMP | Fire Pump | EA |  |  | FirePump_GPM=1000;
44110 | D40 FIRE PROTECTION | D4020 FIRE SUPP WATER SUPPLY / EQUIP | D402002 FIRE PUMP | Fire Pump | EA |  |  | FirePump_GPM=1500;
44111 | D40 FIRE PROTECTION | D4020 FIRE SUPP WATER SUPPLY / EQUIP | D402002 FIRE PUMP | Fire Pump | EA |  |  | FirePump_GPM=2000;
44112 | D40 FIRE PROTECTION | D4020 FIRE SUPP WATER SUPPLY / EQUIP | D402002 FIRE PUMP | Fire Pump | EA |  |  | FirePump_GPM=2500;
44113 | D40 FIRE PROTECTION | D4020 FIRE SUPP WATER SUPPLY / EQUIP | D402002 FIRE PUMP | Fire Pump | EA |  |  | FirePump_GPM=3000;
21587 | D40 FIRE PROTECTION | D4020 FIRE SUPP WATER SUPPLY / EQUIP | D402002 FIRE PUMP | Fire Pump | EA | FirePump_Type=General;
42243 | D40 FIRE PROTECTION | D4020 FIRE SUPP WATER SUPPLY / EQUIP | D402002 FIRE PUMP | Fire Pump | EA | FirePump_Type=Other;
43243 | D40 FIRE PROTECTION | D4020 FIRE SUPP WATER SUPPLY / EQUIP | D402002 FIRE PUMP | Fire Pump | EA | FirePump_Type=Unknown;
40227 | D40 FIRE PROTECTION | D4030 STANDPIPE SYSTEMS | D403001 STANDPIPE EQUIPMENT & PIPING | Fire Pump | LF
40228 | D40 FIRE PROTECTION | D4030 STANDPIPE SYSTEMS | D403001 STANDPIPE EQUIPMENT & PIPING | Fire Pump | EA
40232 | D40 FIRE PROTECTION | D4030 STANDPIPE SYSTEMS | D403001 STANDPIPE EQUIPMENT & PIPING | Fire Pump | EA
40233 | D40 FIRE PROTECTION | D4030 STANDPIPE SYSTEMS | D403001 STANDPIPE EQUIPMENT & PIPING | Fire Pump | EA | FirePump_Type=Diesel; |  | FirePump_GPM=1500; | FirePump_HP=140; | FirePump_Diameter=6";
40234 | D40 FIRE PROTECTION | D4030 STANDPIPE SYSTEMS | D403001 STANDPIPE EQUIPMENT & PIPING | Fire Pump | EA | FirePump_Type=Diesel; |  | FirePump_GPM=3500; | FirePump_HP=300; | FirePump_Diameter=10";
40229 | D40 FIRE PROTECTION | D4030 STANDPIPE SYSTEMS | D403001 STANDPIPE EQUIPMENT & PIPING | Fire Pump | EA | FirePump_Type=Electric; |  | FirePump_GPM=500; | FirePump_HP=30; | FirePump_Diameter=4";
40230 | D40 FIRE PROTECTION | D4030 STANDPIPE SYSTEMS | D403001 STANDPIPE EQUIPMENT & PIPING | Fire Pump | EA | FirePump_Type=Electric; |  | FirePump_GPM=1000; | FirePump_HP=40; | FirePump_Diameter=5";
40231 | D40 FIRE PROTECTION | D4030 STANDPIPE SYSTEMS | D403001 STANDPIPE EQUIPMENT & PIPING | Fire Pump | EA | FirePump_Type=Electric; |  | FirePump_GPM=1000; | FirePump_HP=100; | FirePump_Diameter=5";
40235 | D40 FIRE PROTECTION | D4030 STANDPIPE SYSTEMS | D403001 STANDPIPE EQUIPMENT & PIPING | Fire Pump | EA | FirePump_Type=Electric; |  | FirePump_GPM=1500; | FirePump_HP=139; | FirePump_Diameter=6";
40236 | D40 FIRE PROTECTION | D4030 STANDPIPE SYSTEMS | D403001 STANDPIPE EQUIPMENT & PIPING | Fire Pump | EA | FirePump_Type=Electric; |  | FirePump_GPM=3500; | FirePump_HP=300; | FirePump_Diameter=10";
20999 | D40 FIRE PROTECTION | D4030 STANDPIPE SYSTEMS | D403001 STANDPIPE EQUIPMENT & PIPING | Standpipe | EA |  |  | Standpipe_Diameter=2;
21000 | D40 FIRE PROTECTION | D4030 STANDPIPE SYSTEMS | D403001 STANDPIPE EQUIPMENT & PIPING | Standpipe | EA |  |  | Standpipe_Diameter=2.5;
21001 | D40 FIRE PROTECTION | D4030 STANDPIPE SYSTEMS | D403001 STANDPIPE EQUIPMENT & PIPING | Standpipe | EA |  |  | Standpipe_Diameter=4;
21002 | D40 FIRE PROTECTION | D4030 STANDPIPE SYSTEMS | D403001 STANDPIPE EQUIPMENT & PIPING | Standpipe | EA |  |  | Standpipe_Diameter=6;
21003 | D40 FIRE PROTECTION | D4030 STANDPIPE SYSTEMS | D403001 STANDPIPE EQUIPMENT & PIPING | Standpipe | EA |  |  | Standpipe_Diameter=8;
21582 | D40 FIRE PROTECTION | D4030 STANDPIPE SYSTEMS | D403001 STANDPIPE EQUIPMENT & PIPING | Standpipe | EA
21583 | D40 FIRE PROTECTION | D4030 STANDPIPE SYSTEMS | D403001 STANDPIPE EQUIPMENT & PIPING | Standpipe | EA
41244 | D40 FIRE PROTECTION | D4030 STANDPIPE SYSTEMS | D403001 STANDPIPE EQUIPMENT & PIPING | Standpipe | EA
43244 | D40 FIRE PROTECTION | D4030 STANDPIPE SYSTEMS | D403001 STANDPIPE EQUIPMENT & PIPING | Standpipe | EA
44114 | D40 FIRE PROTECTION | D4030 STANDPIPE SYSTEMS | D403001 STANDPIPE EQUIPMENT & PIPING | Standpipe | EA |  |  |  |  | Standpipe_Class=Class I;
44115 | D40 FIRE PROTECTION | D4030 STANDPIPE SYSTEMS | D403001 STANDPIPE EQUIPMENT & PIPING | Standpipe | EA |  |  |  |  | Standpipe_Class=Class II;
44116 | D40 FIRE PROTECTION | D4030 STANDPIPE SYSTEMS | D403001 STANDPIPE EQUIPMENT & PIPING | Standpipe | EA |  |  |  |  | Standpipe_Class=Class III;
40226 | D40 FIRE PROTECTION | D4040 SPRINKLERS | D404001 SPRINKLERS AND RELEASING DEVICES | Sprinkler Piping | LF
20990 | D40 FIRE PROTECTION | D4040 SPRINKLERS | D404001 SPRINKLERS AND RELEASING DEVICES | Sprinkler System | SF | SprinklerSystem_Type=Deluge; | SprinklerSystem_Hazard=Light Hazard;
20991 | D40 FIRE PROTECTION | D4040 SPRINKLERS | D404001 SPRINKLERS AND RELEASING DEVICES | Sprinkler System | SF | SprinklerSystem_Type=Deluge; | SprinklerSystem_Hazard=Ordinary Hazard;
20992 | D40 FIRE PROTECTION | D4040 SPRINKLERS | D404001 SPRINKLERS AND RELEASING DEVICES | Sprinkler System | SF | SprinklerSystem_Type=Deluge; | SprinklerSystem_Hazard=Extra Hazard;
21578 | D40 FIRE PROTECTION | D4040 SPRINKLERS | D404001 SPRINKLERS AND RELEASING DEVICES | Sprinkler System | SF | SprinklerSystem_Type=Deluge;
20984 | D40 FIRE PROTECTION | D4040 SPRINKLERS | D404001 SPRINKLERS AND RELEASING DEVICES | Sprinkler System | SF | SprinklerSystem_Type=Dry Pipe; | SprinklerSystem_Hazard=Extra Hazard;
20985 | D40 FIRE PROTECTION | D4040 SPRINKLERS | D404001 SPRINKLERS AND RELEASING DEVICES | Sprinkler System | SF | SprinklerSystem_Type=Dry Pipe; | SprinklerSystem_Hazard=Light Hazard;
20986 | D40 FIRE PROTECTION | D4040 SPRINKLERS | D404001 SPRINKLERS AND RELEASING DEVICES | Sprinkler System | SF | SprinklerSystem_Type=Dry Pipe; | SprinklerSystem_Hazard=Ordinary Hazard;
21576 | D40 FIRE PROTECTION | D4040 SPRINKLERS | D404001 SPRINKLERS AND RELEASING DEVICES | Sprinkler System | SF | SprinklerSystem_Type=Dry Pipe;
20993 | D40 FIRE PROTECTION | D4040 SPRINKLERS | D404001 SPRINKLERS AND RELEASING DEVICES | Sprinkler System | SF | SprinklerSystem_Type=Firecycle; | SprinklerSystem_Hazard=Light Hazard;
20994 | D40 FIRE PROTECTION | D4040 SPRINKLERS | D404001 SPRINKLERS AND RELEASING DEVICES | Sprinkler System | SF | SprinklerSystem_Type=Firecycle; | SprinklerSystem_Hazard=Ordinary Hazard;
20995 | D40 FIRE PROTECTION | D4040 SPRINKLERS | D404001 SPRINKLERS AND RELEASING DEVICES | Sprinkler System | SF | SprinklerSystem_Type=Firecycle; | SprinklerSystem_Hazard=Extra Hazard;
21579 | D40 FIRE PROTECTION | D4040 SPRINKLERS | D404001 SPRINKLERS AND RELEASING DEVICES | Sprinkler System | SF | SprinklerSystem_Type=Firecycle;
41245 | D40 FIRE PROTECTION | D4040 SPRINKLERS | D404001 SPRINKLERS AND RELEASING DEVICES | Sprinkler System | EA | SprinklerSystem_Type=General;
42245 | D40 FIRE PROTECTION | D4040 SPRINKLERS | D404001 SPRINKLERS AND RELEASING DEVICES | Sprinkler System | EA | SprinklerSystem_Type=Other;
20987 | D40 FIRE PROTECTION | D4040 SPRINKLERS | D404001 SPRINKLERS AND RELEASING DEVICES | Sprinkler System | SF | SprinklerSystem_Type=Preaction; | SprinklerSystem_Hazard=Extra Hazard;
20988 | D40 FIRE PROTECTION | D4040 SPRINKLERS | D404001 SPRINKLERS AND RELEASING DEVICES | Sprinkler System | SF | SprinklerSystem_Type=Preaction; | SprinklerSystem_Hazard=Ordinary Hazard;
20989 | D40 FIRE PROTECTION | D4040 SPRINKLERS | D404001 SPRINKLERS AND RELEASING DEVICES | Sprinkler System | SF | SprinklerSystem_Type=Preaction; | SprinklerSystem_Hazard=Light Hazard;
21577 | D40 FIRE PROTECTION | D4040 SPRINKLERS | D404001 SPRINKLERS AND RELEASING DEVICES | Sprinkler System | SF | SprinklerSystem_Type=Preaction;
43245 | D40 FIRE PROTECTION | D4040 SPRINKLERS | D404001 SPRINKLERS AND RELEASING DEVICES | Sprinkler System | EA | SprinklerSystem_Type=Unknown;
20996 | D40 FIRE PROTECTION | D4040 SPRINKLERS | D404001 SPRINKLERS AND RELEASING DEVICES | Sprinkler System | SF | SprinklerSystem_Type=Wet Pipe; | SprinklerSystem_Hazard=Light Hazard;
20997 | D40 FIRE PROTECTION | D4040 SPRINKLERS | D404001 SPRINKLERS AND RELEASING DEVICES | Sprinkler System | SF | SprinklerSystem_Type=Wet Pipe; | SprinklerSystem_Hazard=Ordinary Hazard;
20998 | D40 FIRE PROTECTION | D4040 SPRINKLERS | D404001 SPRINKLERS AND RELEASING DEVICES | Sprinkler System | SF | SprinklerSystem_Type=Wet Pipe; | SprinklerSystem_Hazard=Extra Hazard;
21580 | D40 FIRE PROTECTION | D4040 SPRINKLERS | D404001 SPRINKLERS AND RELEASING DEVICES | Sprinkler System | SF | SprinklerSystem_Type=Wet Pipe;
41246 | D40 FIRE PROTECTION | D4040 SPRINKLERS | D404002 SPRINKLER WATER SUPPLY EQUIPMENT AND PIPING | Fire Protection Service Piping | EA | FireProtPipe_Material=General;
21581 | D40 FIRE PROTECTION | D4040 SPRINKLERS | D404002 SPRINKLER WATER SUPPLY EQUIPMENT AND PIPING | Fire Protection Service Piping | SF | FireProtPipe_Material=Other;
43246 | D40 FIRE PROTECTION | D4040 SPRINKLERS | D404002 SPRINKLER WATER SUPPLY EQUIPMENT AND PIPING | Fire Protection Service Piping | EA | FireProtPipe_Material=Unknown;
40241 | D40 FIRE PROTECTION | D4050 FIRE PROTECTION SPECIALTIES | D405001 PORTABLE EXTINGUISHERS | Portable Extinguisher | EA
40244 | D40 FIRE PROTECTION | D4050 FIRE PROTECTION SPECIALTIES | D405001 PORTABLE EXTINGUISHERS | Portable Extinguisher | EA
40243 | D40 FIRE PROTECTION | D4050 FIRE PROTECTION SPECIALTIES | D405001 PORTABLE EXTINGUISHERS | Portable Extinguisher | EA | PortableExtinguisher_Type=CO2;
40246 | D40 FIRE PROTECTION | D4050 FIRE PROTECTION SPECIALTIES | D405001 PORTABLE EXTINGUISHERS | Portable Extinguisher | EA | PortableExtinguisher_Type=CO2;
40242 | D40 FIRE PROTECTION | D4050 FIRE PROTECTION SPECIALTIES | D405001 PORTABLE EXTINGUISHERS | Portable Extinguisher | EA | PortableExtinguisher_Type=FM 200;
40245 | D40 FIRE PROTECTION | D4050 FIRE PROTECTION SPECIALTIES | D405001 PORTABLE EXTINGUISHERS | Portable Extinguisher | EA | PortableExtinguisher_Type=FM 200;
41247 | D40 FIRE PROTECTION | D4050 FIRE PROTECTION SPECIALTIES | D405001 PORTABLE EXTINGUISHERS | Portable Extinguisher | EA | PortableExtinguisher_Type=General;
42247 | D40 FIRE PROTECTION | D4050 FIRE PROTECTION SPECIALTIES | D405001 PORTABLE EXTINGUISHERS | Portable Extinguisher | EA | PortableExtinguisher_Type=Other;
43247 | D40 FIRE PROTECTION | D4050 FIRE PROTECTION SPECIALTIES | D405001 PORTABLE EXTINGUISHERS | Portable Extinguisher | EA | PortableExtinguisher_Type=Unknown;
21588 | D40 FIRE PROTECTION | D4090 OTHER FIRE PROTECTION SYSTEMS | D409001 CARBON DIOXIDE SYSTEMS | Fire Suppression System | EA | FireSuppressionSystem_Type=CO2; | FireSuppressionSystem_Subtype=General;
42248 | D40 FIRE PROTECTION | D4090 OTHER FIRE PROTECTION SYSTEMS | D409001 CARBON DIOXIDE SYSTEMS | Fire Suppression System | EA | FireSuppressionSystem_Type=CO2; | FireSuppressionSystem_Subtype=Other;
43248 | D40 FIRE PROTECTION | D4090 OTHER FIRE PROTECTION SYSTEMS | D409001 CARBON DIOXIDE SYSTEMS | Fire Suppression System | EA | FireSuppressionSystem_Type=CO2; | FireSuppressionSystem_Subtype=Unknown;
44117 | D40 FIRE PROTECTION | D4090 OTHER FIRE PROTECTION SYSTEMS | D409001 CARBON DIOXIDE SYSTEMS | Fire Suppression System | SF | FireSuppressionSystem_Type=CO2; | FireSuppressionSystem_Subtype=High Pressure;
44118 | D40 FIRE PROTECTION | D4090 OTHER FIRE PROTECTION SYSTEMS | D409001 CARBON DIOXIDE SYSTEMS | Fire Suppression System | SF | FireSuppressionSystem_Type=CO2; | FireSuppressionSystem_Subtype=Low Pressure;
41249 | D40 FIRE PROTECTION | D4090 OTHER FIRE PROTECTION SYSTEMS | D409002 FOAM GENERATING EQUIPMENT | Fire Suppression System | EA | FireSuppressionSystem_Type=Foam; | FireSuppressionSystem_Subtype=General;
42249 | D40 FIRE PROTECTION | D4090 OTHER FIRE PROTECTION SYSTEMS | D409002 FOAM GENERATING EQUIPMENT | Fire Suppression System | EA | FireSuppressionSystem_Type=Foam; | FireSuppressionSystem_Subtype=Other;
43249 | D40 FIRE PROTECTION | D4090 OTHER FIRE PROTECTION SYSTEMS | D409002 FOAM GENERATING EQUIPMENT | Fire Suppression System | EA | FireSuppressionSystem_Type=Foam; | FireSuppressionSystem_Subtype=Unknown;
44119 | D40 FIRE PROTECTION | D4090 OTHER FIRE PROTECTION SYSTEMS | D409002 FOAM GENERATING EQUIPMENT | Fire Suppression System | SF | FireSuppressionSystem_Type=Foam; | FireSuppressionSystem_Subtype=Closed Head;
44120 | D40 FIRE PROTECTION | D4090 OTHER FIRE PROTECTION SYSTEMS | D409002 FOAM GENERATING EQUIPMENT | Fire Suppression System | SF | FireSuppressionSystem_Type=Foam; | FireSuppressionSystem_Subtype=Deluge Sprinkler;
44121 | D40 FIRE PROTECTION | D4090 OTHER FIRE PROTECTION SYSTEMS | D409002 FOAM GENERATING EQUIPMENT | Fire Suppression System | SF | FireSuppressionSystem_Type=Foam; | FireSuppressionSystem_Subtype=Under-Aircraft Oscillating Nozzle;
44122 | D40 FIRE PROTECTION | D4090 OTHER FIRE PROTECTION SYSTEMS | D409002 FOAM GENERATING EQUIPMENT | Fire Suppression System | SF | FireSuppressionSystem_Type=Foam; | FireSuppressionSystem_Subtype=Under-Aircraft Fixed Nozzle;
44123 | D40 FIRE PROTECTION | D4090 OTHER FIRE PROTECTION SYSTEMS | D409002 FOAM GENERATING EQUIPMENT | Fire Suppression System | SF | FireSuppressionSystem_Type=Foam; | FireSuppressionSystem_Subtype=High Expansion;
44124 | D40 FIRE PROTECTION | D4090 OTHER FIRE PROTECTION SYSTEMS | D409002 FOAM GENERATING EQUIPMENT | Fire Suppression System | SF | FireSuppressionSystem_Type=Foam; | FireSuppressionSystem_Subtype=Low-level grate nozzle;
44125 | D40 FIRE PROTECTION | D4090 OTHER FIRE PROTECTION SYSTEMS | D409002 FOAM GENERATING EQUIPMENT | Fire Suppression System | SF | FireSuppressionSystem_Type=Foam; | FireSuppressionSystem_Subtype=Low-level High Expansion;
44149 | D40 FIRE PROTECTION | D4090 OTHER FIRE PROTECTION SYSTEMS | D409002 FOAM GENERATING EQUIPMENT | Fire Suppression System | SF | FireSuppressionSystem_Type=Foam;
21589 | D40 FIRE PROTECTION | D4090 OTHER FIRE PROTECTION SYSTEMS | D409003 CLEAN AGENT SYSTEMS | Fire Suppression System | SF | FireSuppressionSystem_Type=Clean Agent; | FireSuppressionSystem_Subtype=General;
42250 | D40 FIRE PROTECTION | D4090 OTHER FIRE PROTECTION SYSTEMS | D409003 CLEAN AGENT SYSTEMS | Fire Suppression System | EA | FireSuppressionSystem_Type=Clean Agent; | FireSuppressionSystem_Subtype=Other;
43250 | D40 FIRE PROTECTION | D4090 OTHER FIRE PROTECTION SYSTEMS | D409003 CLEAN AGENT SYSTEMS | Fire Suppression System | EA | FireSuppressionSystem_Type=Clean Agent; | FireSuppressionSystem_Subtype=Unknown;
44126 | D40 FIRE PROTECTION | D4090 OTHER FIRE PROTECTION SYSTEMS | D409003 CLEAN AGENT SYSTEMS | Fire Suppression System | SF | FireSuppressionSystem_Type=Clean Agent; | FireSuppressionSystem_Subtype=FM 200;
44127 | D40 FIRE PROTECTION | D4090 OTHER FIRE PROTECTION SYSTEMS | D409003 CLEAN AGENT SYSTEMS | Fire Suppression System | SF | FireSuppressionSystem_Type=Clean Agent; | FireSuppressionSystem_Subtype=HALON;
44128 | D40 FIRE PROTECTION | D4090 OTHER FIRE PROTECTION SYSTEMS | D409003 CLEAN AGENT SYSTEMS | Fire Suppression System | SF | FireSuppressionSystem_Type=Clean Agent; | FireSuppressionSystem_Subtype=Inergen;
44129 | D40 FIRE PROTECTION | D4090 OTHER FIRE PROTECTION SYSTEMS | D409003 CLEAN AGENT SYSTEMS | Fire Suppression System | SF | FireSuppressionSystem_Type=Clean Agent; | FireSuppressionSystem_Subtype=Nitrogen;
44130 | D40 FIRE PROTECTION | D4090 OTHER FIRE PROTECTION SYSTEMS | D409003 CLEAN AGENT SYSTEMS | Fire Suppression System | SF | FireSuppressionSystem_Type=Clean Agent; | FireSuppressionSystem_Subtype=NOVEC;
44134 | D40 FIRE PROTECTION | D4090 OTHER FIRE PROTECTION SYSTEMS | D409004 HOOD & DUCT FIRE PROTECTION | Hood Fire Suppression | EA | FireHoodSuppression_Type=CO2;
44131 | D40 FIRE PROTECTION | D4090 OTHER FIRE PROTECTION SYSTEMS | D409004 HOOD & DUCT FIRE PROTECTION | Hood Fire Suppression | EA | FireHoodSuppression_Type=Dry Chemical;
21590 | D40 FIRE PROTECTION | D4090 OTHER FIRE PROTECTION SYSTEMS | D409004 HOOD & DUCT FIRE PROTECTION | Hood Fire Suppression | EA | FireHoodSuppression_Type=General;
42251 | D40 FIRE PROTECTION | D4090 OTHER FIRE PROTECTION SYSTEMS | D409004 HOOD & DUCT FIRE PROTECTION | Hood Fire Suppression | EA | FireHoodSuppression_Type=Other;
43251 | D40 FIRE PROTECTION | D4090 OTHER FIRE PROTECTION SYSTEMS | D409004 HOOD & DUCT FIRE PROTECTION | Hood Fire Suppression | EA | FireHoodSuppression_Type=Unknown;
44133 | D40 FIRE PROTECTION | D4090 OTHER FIRE PROTECTION SYSTEMS | D409004 HOOD & DUCT FIRE PROTECTION | Hood Fire Suppression | EA | FireHoodSuppression_Type=Water;
44132 | D40 FIRE PROTECTION | D4090 OTHER FIRE PROTECTION SYSTEMS | D409004 HOOD & DUCT FIRE PROTECTION | Hood Fire Suppression | EA | FireHoodSuppression_Type=Wet Chemical;
44135 | D40 FIRE PROTECTION | D4090 OTHER FIRE PROTECTION SYSTEMS | D409090 OTHER SPECIAL FIRE PROTECTION SYSTEMS | Fire Alarm System | SF | FireDetectionSystem_Type=High Sensitivity Smoke Detection;
44136 | D40 FIRE PROTECTION | D4090 OTHER FIRE PROTECTION SYSTEMS | D409090 OTHER SPECIAL FIRE PROTECTION SYSTEMS | Fire Alarm System | SF | FireDetectionSystem_Type=Optical system; | FireDetectionSystem_subtype=UV/IR;
44137 | D40 FIRE PROTECTION | D4090 OTHER FIRE PROTECTION SYSTEMS | D409090 OTHER SPECIAL FIRE PROTECTION SYSTEMS | Fire Alarm System | SF | FireDetectionSystem_Type=Optical system; | FireDetectionSystem_subtype=Triple IR;
41252 | D40 FIRE PROTECTION | D4090 OTHER FIRE PROTECTION SYSTEMS | D409090 OTHER SPECIAL FIRE PROTECTION SYSTEMS | Special Fire Protection System | EA | FireProtSys_Type=General;
21584 | D40 FIRE PROTECTION | D4090 OTHER FIRE PROTECTION SYSTEMS | D409090 OTHER SPECIAL FIRE PROTECTION SYSTEMS | Special Fire Protection System | EA | FireProtSys_Type=Other;
43252 | D40 FIRE PROTECTION | D4090 OTHER FIRE PROTECTION SYSTEMS | D409090 OTHER SPECIAL FIRE PROTECTION SYSTEMS | Special Fire Protection System | EA | FireProtSys_Type=Unknown;
41253 | D50 ELECTRICAL | D5010 ELECTRICAL SERVICE & DISTRIBUTION | D501001 MAIN TRANSFORMERS | Transformer | AMP | Transformer_Type=Primary; | Transformer_Material=General;
42253 | D50 ELECTRICAL | D5010 ELECTRICAL SERVICE & DISTRIBUTION | D501001 MAIN TRANSFORMERS | Transformer | AMP | Transformer_Type=Primary; | Transformer_Material=Other;
43253 | D50 ELECTRICAL | D5010 ELECTRICAL SERVICE & DISTRIBUTION | D501001 MAIN TRANSFORMERS | Transformer | AMP | Transformer_Type=Primary; | Transformer_Material=Unknown;
44236 | D50 ELECTRICAL | D5010 ELECTRICAL SERVICE & DISTRIBUTION | D501002 SERVICE ENTRANCE EQUIPMENT | Electric Meter | EA | Meter_Type=Advanced
44235 | D50 ELECTRICAL | D5010 ELECTRICAL SERVICE & DISTRIBUTION | D501002 SERVICE ENTRANCE EQUIPMENT | Electric Meter | EA
21014 | D50 ELECTRICAL | D5010 ELECTRICAL SERVICE & DISTRIBUTION | D501002 SERVICE ENTRANCE EQUIPMENT | Electrical Service | EA | ElectricalService_Phase=1 Phase; | ElectricalService_Voltage=120/240V; | ElectricalService_Amps=100;
21015 | D50 ELECTRICAL | D5010 ELECTRICAL SERVICE & DISTRIBUTION | D501002 SERVICE ENTRANCE EQUIPMENT | Electrical Service | EA | ElectricalService_Phase=1 Phase; | ElectricalService_Voltage=120/240V; | ElectricalService_Amps=200;
21016 | D50 ELECTRICAL | D5010 ELECTRICAL SERVICE & DISTRIBUTION | D501002 SERVICE ENTRANCE EQUIPMENT | Electrical Service | EA | ElectricalService_Phase=3 Phase; | ElectricalService_Voltage=120/208V; | ElectricalService_Amps=2000;
21017 | D50 ELECTRICAL | D5010 ELECTRICAL SERVICE & DISTRIBUTION | D501002 SERVICE ENTRANCE EQUIPMENT | Electrical Service | EA | ElectricalService_Phase=3 Phase; | ElectricalService_Voltage=120/208V; | ElectricalService_Amps=1600;
21018 | D50 ELECTRICAL | D5010 ELECTRICAL SERVICE & DISTRIBUTION | D501002 SERVICE ENTRANCE EQUIPMENT | Electrical Service | EA | ElectricalService_Phase=3 Phase; | ElectricalService_Voltage=120/208V; | ElectricalService_Amps=1200;
21019 | D50 ELECTRICAL | D5010 ELECTRICAL SERVICE & DISTRIBUTION | D501002 SERVICE ENTRANCE EQUIPMENT | Electrical Service | EA | ElectricalService_Phase=3 Phase; | ElectricalService_Voltage=120/208V; | ElectricalService_Amps=1000;
21020 | D50 ELECTRICAL | D5010 ELECTRICAL SERVICE & DISTRIBUTION | D501002 SERVICE ENTRANCE EQUIPMENT | Electrical Service | EA | ElectricalService_Phase=3 Phase; | ElectricalService_Voltage=120/208V; | ElectricalService_Amps=60;
21021 | D50 ELECTRICAL | D5010 ELECTRICAL SERVICE & DISTRIBUTION | D501002 SERVICE ENTRANCE EQUIPMENT | Electrical Service | EA | ElectricalService_Phase=3 Phase; | ElectricalService_Voltage=120/208V; | ElectricalService_Amps=600;
21022 | D50 ELECTRICAL | D5010 ELECTRICAL SERVICE & DISTRIBUTION | D501002 SERVICE ENTRANCE EQUIPMENT | Electrical Service | EA | ElectricalService_Phase=3 Phase; | ElectricalService_Voltage=120/208V; | ElectricalService_Amps=400;
21023 | D50 ELECTRICAL | D5010 ELECTRICAL SERVICE & DISTRIBUTION | D501002 SERVICE ENTRANCE EQUIPMENT | Electrical Service | EA | ElectricalService_Phase=3 Phase; | ElectricalService_Voltage=120/208V; | ElectricalService_Amps=200;
21024 | D50 ELECTRICAL | D5010 ELECTRICAL SERVICE & DISTRIBUTION | D501002 SERVICE ENTRANCE EQUIPMENT | Electrical Service | EA | ElectricalService_Phase=3 Phase; | ElectricalService_Voltage=120/208V; | ElectricalService_Amps=100;
21025 | D50 ELECTRICAL | D5010 ELECTRICAL SERVICE & DISTRIBUTION | D501002 SERVICE ENTRANCE EQUIPMENT | Electrical Service | EA | ElectricalService_Phase=3 Phase; | ElectricalService_Voltage=120/208V; | ElectricalService_Amps=800;
21591 | D50 ELECTRICAL | D5010 ELECTRICAL SERVICE & DISTRIBUTION | D501002 SERVICE ENTRANCE EQUIPMENT | Electrical Service | EA | ElectricalService_Phase=General;
42254 | D50 ELECTRICAL | D5010 ELECTRICAL SERVICE & DISTRIBUTION | D501002 SERVICE ENTRANCE EQUIPMENT | Electrical Service | AMP | ElectricalService_Phase=Other;
43254 | D50 ELECTRICAL | D5010 ELECTRICAL SERVICE & DISTRIBUTION | D501002 SERVICE ENTRANCE EQUIPMENT | Electrical Service | AMP | ElectricalService_Phase=Unknown;
21057 | D50 ELECTRICAL | D5010 ELECTRICAL SERVICE & DISTRIBUTION | D501003 INTERIOR DISTRIBUTION TRANSFORMERS | Transformer | EA | Transformer_Type=Secondary; | Transformer_Material=Dry-type; | Transformer_Amps=1000; |  | Transformer_Voltage= 15 kV primary 277/480 volt secondary;
21058 | D50 ELECTRICAL | D5010 ELECTRICAL SERVICE & DISTRIBUTION | D501003 INTERIOR DISTRIBUTION TRANSFORMERS | Transformer | EA | Transformer_Type=Secondary; | Transformer_Material=Dry-type; | Transformer_Amps=3000; |  | Transformer_Voltage= 5 kV primary 277/480 volt secondary;
21059 | D50 ELECTRICAL | D5010 ELECTRICAL SERVICE & DISTRIBUTION | D501003 INTERIOR DISTRIBUTION TRANSFORMERS | Transformer | EA | Transformer_Type=Secondary; | Transformer_Material=Dry-type; | Transformer_Amps=1500; |  | Transformer_Voltage= 5 kV primary 277/480 volt secondary;
21060 | D50 ELECTRICAL | D5010 ELECTRICAL SERVICE & DISTRIBUTION | D501003 INTERIOR DISTRIBUTION TRANSFORMERS | Transformer | EA | Transformer_Type=Secondary; | Transformer_Material=Dry-type; | Transformer_Amps=1000; |  | Transformer_Voltage= 5 kV primary 277/480 volt secondary;
21061 | D50 ELECTRICAL | D5010 ELECTRICAL SERVICE & DISTRIBUTION | D501003 INTERIOR DISTRIBUTION TRANSFORMERS | Transformer | EA | Transformer_Type=Secondary; | Transformer_Material=Dry-type; | Transformer_Amps=2000; |  | Transformer_Voltage= 5 kV primary 277/480 volt secondary;
21062 | D50 ELECTRICAL | D5010 ELECTRICAL SERVICE & DISTRIBUTION | D501003 INTERIOR DISTRIBUTION TRANSFORMERS | Transformer | EA | Transformer_Type=Secondary; | Transformer_Material=Dry-type; | Transformer_Amps=2500; |  | Transformer_Voltage= 5 kV primary 277/480 volt secondary;
21063 | D50 ELECTRICAL | D5010 ELECTRICAL SERVICE & DISTRIBUTION | D501003 INTERIOR DISTRIBUTION TRANSFORMERS | Transformer | EA | Transformer_Type=Secondary; | Transformer_Material=Dry-type; | Transformer_Amps=112.5; |  | Transformer_Voltage= 15 kV primary 277/480 volt secondary;
21064 | D50 ELECTRICAL | D5010 ELECTRICAL SERVICE & DISTRIBUTION | D501003 INTERIOR DISTRIBUTION TRANSFORMERS | Transformer | EA | Transformer_Type=Secondary; | Transformer_Material=Dry-type; | Transformer_Amps=150; |  | Transformer_Voltage= 15 kV primary 277/480 volt secondary;
21065 | D50 ELECTRICAL | D5010 ELECTRICAL SERVICE & DISTRIBUTION | D501003 INTERIOR DISTRIBUTION TRANSFORMERS | Transformer | EA | Transformer_Type=Secondary; | Transformer_Material=Dry-type; | Transformer_Amps=225; |  | Transformer_Voltage= 15 kV primary 277/480 volt secondary;
21066 | D50 ELECTRICAL | D5010 ELECTRICAL SERVICE & DISTRIBUTION | D501003 INTERIOR DISTRIBUTION TRANSFORMERS | Transformer | EA | Transformer_Type=Secondary; | Transformer_Material=Dry-type; | Transformer_Amps=300; |  | Transformer_Voltage= 15 kV primary 277/480 volt secondary;
21067 | D50 ELECTRICAL | D5010 ELECTRICAL SERVICE & DISTRIBUTION | D501003 INTERIOR DISTRIBUTION TRANSFORMERS | Transformer | EA | Transformer_Type=Secondary; | Transformer_Material=Dry-type; | Transformer_Amps=750; |  | Transformer_Voltage= 5 kV primary 277/480 volt secondary;
21068 | D50 ELECTRICAL | D5010 ELECTRICAL SERVICE & DISTRIBUTION | D501003 INTERIOR DISTRIBUTION TRANSFORMERS | Transformer | EA | Transformer_Type=Secondary; | Transformer_Material=Dry-type; | Transformer_Amps=750; |  | Transformer_Voltage= 15 kV primary 277/480 volt secondary;
21069 | D50 ELECTRICAL | D5010 ELECTRICAL SERVICE & DISTRIBUTION | D501003 INTERIOR DISTRIBUTION TRANSFORMERS | Transformer | EA | Transformer_Type=Secondary; | Transformer_Material=Dry-type; | Transformer_Amps=300; |  | Transformer_Voltage= 480 V primary 120/208 V secondary; | Transformer_Subtype= nonventilated;
21070 | D50 ELECTRICAL | D5010 ELECTRICAL SERVICE & DISTRIBUTION | D501003 INTERIOR DISTRIBUTION TRANSFORMERS | Transformer | EA | Transformer_Type=Secondary; | Transformer_Material=Dry-type; | Transformer_Amps=1500; |  | Transformer_Voltage= 15 kV primary 277/480 volt secondary;
21071 | D50 ELECTRICAL | D5010 ELECTRICAL SERVICE & DISTRIBUTION | D501003 INTERIOR DISTRIBUTION TRANSFORMERS | Transformer | EA | Transformer_Type=Secondary; | Transformer_Material=Dry-type; | Transformer_Amps=2000; |  | Transformer_Voltage= 15 kV primary 277/480 volt secondary;
21072 | D50 ELECTRICAL | D5010 ELECTRICAL SERVICE & DISTRIBUTION | D501003 INTERIOR DISTRIBUTION TRANSFORMERS | Transformer | EA | Transformer_Type=Secondary; | Transformer_Material=Dry-type; | Transformer_Amps=500; |  | Transformer_Voltage= 15 kV primary 277/480 volt secondary;
21073 | D50 ELECTRICAL | D5010 ELECTRICAL SERVICE & DISTRIBUTION | D501003 INTERIOR DISTRIBUTION TRANSFORMERS | Transformer | EA | Transformer_Type=Secondary; | Transformer_Material=Dry-type; | Transformer_Amps=112.5; |  | Transformer_Voltage= 480 V primary 120/208 V secondary; | Transformer_Subtype= nonventilated;
21074 | D50 ELECTRICAL | D5010 ELECTRICAL SERVICE & DISTRIBUTION | D501003 INTERIOR DISTRIBUTION TRANSFORMERS | Transformer | EA | Transformer_Type=Secondary; | Transformer_Material=Buck-boost; | Transformer_Amps=5; |  | Transformer_Voltage= 120/240 V primary 12/24 V secondary;
21075 | D50 ELECTRICAL | D5010 ELECTRICAL SERVICE & DISTRIBUTION | D501003 INTERIOR DISTRIBUTION TRANSFORMERS | Transformer | EA | Transformer_Type=Secondary; | Transformer_Material=Dry-type; | Transformer_Amps=2500; |  | Transformer_Voltage= 15 kV primary 277/480 volt secondary;
21076 | D50 ELECTRICAL | D5010 ELECTRICAL SERVICE & DISTRIBUTION | D501003 INTERIOR DISTRIBUTION TRANSFORMERS | Transformer | EA | Transformer_Type=Secondary; | Transformer_Material=Dry-type; | Transformer_Amps=300; |  | Transformer_Voltage= 480 V primary 120/208 V secondary; | Transformer_Subtype= K-13 rated;
21077 | D50 ELECTRICAL | D5010 ELECTRICAL SERVICE & DISTRIBUTION | D501003 INTERIOR DISTRIBUTION TRANSFORMERS | Transformer | EA | Transformer_Type=Secondary; | Transformer_Material=Dry-type; | Transformer_Amps=500; |  | Transformer_Voltage= 480 V primary 120/208 V secondary; | Transformer_Subtype= K-13 rated;
21078 | D50 ELECTRICAL | D5010 ELECTRICAL SERVICE & DISTRIBUTION | D501003 INTERIOR DISTRIBUTION TRANSFORMERS | Transformer | EA | Transformer_Type=Secondary; | Transformer_Material=Dry-type; | Transformer_Amps=15; |  | Transformer_Voltage= 480 V primary 120/208 V secondary; | Transformer_Subtype= nonventilated;
21079 | D50 ELECTRICAL | D5010 ELECTRICAL SERVICE & DISTRIBUTION | D501003 INTERIOR DISTRIBUTION TRANSFORMERS | Transformer | EA | Transformer_Type=Secondary; | Transformer_Material=Dry-type; | Transformer_Amps=30; |  | Transformer_Voltage= 480 V primary 120/208 V secondary; | Transformer_Subtype= nonventilated;
21080 | D50 ELECTRICAL | D5010 ELECTRICAL SERVICE & DISTRIBUTION | D501003 INTERIOR DISTRIBUTION TRANSFORMERS | Transformer | EA | Transformer_Type=Secondary; | Transformer_Material=Dry-type; | Transformer_Amps=150; |  | Transformer_Voltage= 5 kV primary 277/480 volt secondary;
21081 | D50 ELECTRICAL | D5010 ELECTRICAL SERVICE & DISTRIBUTION | D501003 INTERIOR DISTRIBUTION TRANSFORMERS | Transformer | EA | Transformer_Type=Secondary; | Transformer_Material=Dry-type; | Transformer_Amps=75; |  | Transformer_Voltage= 480 V primary 120/208 V secondary; | Transformer_Subtype= nonventilated;
21082 | D50 ELECTRICAL | D5010 ELECTRICAL SERVICE & DISTRIBUTION | D501003 INTERIOR DISTRIBUTION TRANSFORMERS | Transformer | EA | Transformer_Type=Secondary; | Transformer_Material=Dry-type; | Transformer_Amps=500; |  | Transformer_Voltage= 5 kV primary 277/480 volt secondary;
21083 | D50 ELECTRICAL | D5010 ELECTRICAL SERVICE & DISTRIBUTION | D501003 INTERIOR DISTRIBUTION TRANSFORMERS | Transformer | EA | Transformer_Type=Secondary; | Transformer_Material=Dry-type; | Transformer_Amps=150; |  | Transformer_Voltage= 480 V primary 120/208 V secondary; | Transformer_Subtype= nonventilated;
21084 | D50 ELECTRICAL | D5010 ELECTRICAL SERVICE & DISTRIBUTION | D501003 INTERIOR DISTRIBUTION TRANSFORMERS | Transformer | EA | Transformer_Type=Secondary; | Transformer_Material=Dry-type; | Transformer_Amps=225; |  | Transformer_Voltage= 480 V primary 120/208 V secondary; | Transformer_Subtype= nonventilated;
21085 | D50 ELECTRICAL | D5010 ELECTRICAL SERVICE & DISTRIBUTION | D501003 INTERIOR DISTRIBUTION TRANSFORMERS | Transformer | EA | Transformer_Type=Secondary; | Transformer_Material=Dry-type; | Transformer_Amps=112.5; |  | Transformer_Voltage= 5 kV primary 277/480 volt secondary;
21086 | D50 ELECTRICAL | D5010 ELECTRICAL SERVICE & DISTRIBUTION | D501003 INTERIOR DISTRIBUTION TRANSFORMERS | Transformer | EA | Transformer_Type=Secondary; | Transformer_Material=Dry-type; | Transformer_Amps=225; |  | Transformer_Voltage= 5 kV primary 277/480 volt secondary;
21087 | D50 ELECTRICAL | D5010 ELECTRICAL SERVICE & DISTRIBUTION | D501003 INTERIOR DISTRIBUTION TRANSFORMERS | Transformer | EA | Transformer_Type=Secondary; | Transformer_Material=Dry-type; | Transformer_Amps=225; |  | Transformer_Voltage= 480 V primary 120/208 V secondary; | Transformer_Subtype= K-13 rated;
21088 | D50 ELECTRICAL | D5010 ELECTRICAL SERVICE & DISTRIBUTION | D501003 INTERIOR DISTRIBUTION TRANSFORMERS | Transformer | EA | Transformer_Type=Secondary; | Transformer_Material=Dry-type; | Transformer_Amps=300; |  | Transformer_Voltage= 5 kV primary 277/480 volt secondary;
21089 | D50 ELECTRICAL | D5010 ELECTRICAL SERVICE & DISTRIBUTION | D501003 INTERIOR DISTRIBUTION TRANSFORMERS | Transformer | EA | Transformer_Type=Secondary; | Transformer_Material=Dry-type; | Transformer_Amps=45; |  | Transformer_Voltage= 480 V primary 120/208 V secondary; | Transformer_Subtype= nonventilated;
21090 | D50 ELECTRICAL | D5010 ELECTRICAL SERVICE & DISTRIBUTION | D501003 INTERIOR DISTRIBUTION TRANSFORMERS | Transformer | EA | Transformer_Type=Secondary; | Transformer_Material=Buck-boost; | Transformer_Amps=30; |  | Transformer_Voltage= 240 V primary 208/120 V secondary;
21091 | D50 ELECTRICAL | D5010 ELECTRICAL SERVICE & DISTRIBUTION | D501003 INTERIOR DISTRIBUTION TRANSFORMERS | Transformer | EA | Transformer_Type=Secondary; | Transformer_Material=Buck-boost; | Transformer_Amps=2; |  | Transformer_Voltage= 120/240 V primary 12/24 V secondary;
21092 | D50 ELECTRICAL | D5010 ELECTRICAL SERVICE & DISTRIBUTION | D501003 INTERIOR DISTRIBUTION TRANSFORMERS | Transformer | EA | Transformer_Type=Secondary; | Transformer_Material=Buck-boost; | Transformer_Amps=0.5; |  | Transformer_Voltage= 120/240 V primary 12/24 V secondary;
21093 | D50 ELECTRICAL | D5010 ELECTRICAL SERVICE & DISTRIBUTION | D501003 INTERIOR DISTRIBUTION TRANSFORMERS | Transformer | EA | Transformer_Type=Secondary; | Transformer_Material=Buck-boost; | Transformer_Amps=1; |  | Transformer_Voltage= 120/240 V primary 12/24 V secondary;
21094 | D50 ELECTRICAL | D5010 ELECTRICAL SERVICE & DISTRIBUTION | D501003 INTERIOR DISTRIBUTION TRANSFORMERS | Transformer | EA | Transformer_Type=Secondary; | Transformer_Material=Buck-boost; | Transformer_Amps=1.5; |  | Transformer_Voltage= 120/240 V primary 12/24 V secondary;
21095 | D50 ELECTRICAL | D5010 ELECTRICAL SERVICE & DISTRIBUTION | D501003 INTERIOR DISTRIBUTION TRANSFORMERS | Transformer | EA | Transformer_Type=Secondary; | Transformer_Material=Dry-type; | Transformer_Amps=150; |  | Transformer_Voltage= 480 V primary 120/208 V secondary; | Transformer_Subtype= K-13 rated;
21096 | D50 ELECTRICAL | D5010 ELECTRICAL SERVICE & DISTRIBUTION | D501003 INTERIOR DISTRIBUTION TRANSFORMERS | Transformer | EA | Transformer_Type=Secondary; | Transformer_Material=Buck-boost; | Transformer_Amps=3; |  | Transformer_Voltage= 120/240 V primary 12/24 V secondary;
21097 | D50 ELECTRICAL | D5010 ELECTRICAL SERVICE & DISTRIBUTION | D501003 INTERIOR DISTRIBUTION TRANSFORMERS | Transformer | EA | Transformer_Type=Secondary; | Transformer_Material=Isolation; | Transformer_Amps=750; |  | Transformer_Voltage= 120/240 V primary 120/208 V secondary;
21098 | D50 ELECTRICAL | D5010 ELECTRICAL SERVICE & DISTRIBUTION | D501003 INTERIOR DISTRIBUTION TRANSFORMERS | Transformer | EA | Transformer_Type=Secondary; | Transformer_Material=Buck-boost; | Transformer_Amps=15; |  | Transformer_Voltage= 240 V primary 208/120 V secondary;
21099 | D50 ELECTRICAL | D5010 ELECTRICAL SERVICE & DISTRIBUTION | D501003 INTERIOR DISTRIBUTION TRANSFORMERS | Transformer | EA | Transformer_Type=Secondary; | Transformer_Material=Isolation; | Transformer_Amps=500; |  | Transformer_Voltage= 120/240 V primary 120/208 V secondary;
21100 | D50 ELECTRICAL | D5010 ELECTRICAL SERVICE & DISTRIBUTION | D501003 INTERIOR DISTRIBUTION TRANSFORMERS | Transformer | EA | Transformer_Type=Secondary; | Transformer_Material=Buck-boost; | Transformer_Amps=45; |  | Transformer_Voltage= 240 V primary 208/120 V secondary;
21101 | D50 ELECTRICAL | D5010 ELECTRICAL SERVICE & DISTRIBUTION | D501003 INTERIOR DISTRIBUTION TRANSFORMERS | Transformer | EA | Transformer_Type=Secondary; | Transformer_Material=Buck-boost; | Transformer_Amps=75; |  | Transformer_Voltage= 240 V primary 208/120 V secondary;
21102 | D50 ELECTRICAL | D5010 ELECTRICAL SERVICE & DISTRIBUTION | D501003 INTERIOR DISTRIBUTION TRANSFORMERS | Transformer | EA | Transformer_Type=Secondary; | Transformer_Material=Buck-boost; | Transformer_Amps=112.5; |  | Transformer_Voltage= 240 V primary 208/120 V secondary;
21103 | D50 ELECTRICAL | D5010 ELECTRICAL SERVICE & DISTRIBUTION | D501003 INTERIOR DISTRIBUTION TRANSFORMERS | Transformer | EA | Transformer_Type=Secondary; | Transformer_Material=Buck-boost; | Transformer_Amps=150; |  | Transformer_Voltage= 240 V primary 208/120 V secondary;
21104 | D50 ELECTRICAL | D5010 ELECTRICAL SERVICE & DISTRIBUTION | D501003 INTERIOR DISTRIBUTION TRANSFORMERS | Transformer | EA | Transformer_Type=Secondary; | Transformer_Material=Buck-boost; | Transformer_Amps=225; |  | Transformer_Voltage= 240 V primary 208/120 V secondary;
21105 | D50 ELECTRICAL | D5010 ELECTRICAL SERVICE & DISTRIBUTION | D501003 INTERIOR DISTRIBUTION TRANSFORMERS | Transformer | EA | Transformer_Type=Secondary; | Transformer_Material=Buck-boost; | Transformer_Amps=300; |  | Transformer_Voltage= 240 V primary 208/120 V secondary;
21106 | D50 ELECTRICAL | D5010 ELECTRICAL SERVICE & DISTRIBUTION | D501003 INTERIOR DISTRIBUTION TRANSFORMERS | Transformer | EA | Transformer_Type=Secondary; | Transformer_Material=Buck-boost; | Transformer_Amps=0.25; |  | Transformer_Voltage= 120/240 V primary 12/24 V secondary;
21107 | D50 ELECTRICAL | D5010 ELECTRICAL SERVICE & DISTRIBUTION | D501003 INTERIOR DISTRIBUTION TRANSFORMERS | Transformer | EA | Transformer_Type=Secondary; | Transformer_Material=Isolation; | Transformer_Amps=25; |  | Transformer_Voltage= 120/240 V primary 120/240 V secondary;
21108 | D50 ELECTRICAL | D5010 ELECTRICAL SERVICE & DISTRIBUTION | D501003 INTERIOR DISTRIBUTION TRANSFORMERS | Transformer | EA | Transformer_Type=Secondary; | Transformer_Material=Isolation; | Transformer_Amps=0.5; |  | Transformer_Voltage= 120/240 V primary 120/240 V secondary;
21109 | D50 ELECTRICAL | D5010 ELECTRICAL SERVICE & DISTRIBUTION | D501003 INTERIOR DISTRIBUTION TRANSFORMERS | Transformer | EA | Transformer_Type=Secondary; | Transformer_Material=Isolation; | Transformer_Amps=1; |  | Transformer_Voltage= 120/240 V primary 120/240 V secondary;
21110 | D50 ELECTRICAL | D5010 ELECTRICAL SERVICE & DISTRIBUTION | D501003 INTERIOR DISTRIBUTION TRANSFORMERS | Transformer | EA | Transformer_Type=Secondary; | Transformer_Material=Isolation; | Transformer_Amps=2; |  | Transformer_Voltage= 120/240 V primary 120/240 V secondary;
21111 | D50 ELECTRICAL | D5010 ELECTRICAL SERVICE & DISTRIBUTION | D501003 INTERIOR DISTRIBUTION TRANSFORMERS | Transformer | EA | Transformer_Type=Secondary; | Transformer_Material=Isolation; | Transformer_Amps=3; |  | Transformer_Voltage= 120/240 V primary 120/240 V secondary;
21112 | D50 ELECTRICAL | D5010 ELECTRICAL SERVICE & DISTRIBUTION | D501003 INTERIOR DISTRIBUTION TRANSFORMERS | Transformer | EA | Transformer_Type=Secondary; | Transformer_Material=Isolation; | Transformer_Amps=5; |  | Transformer_Voltage= 120/240 V primary 120/240 V secondary;
21113 | D50 ELECTRICAL | D5010 ELECTRICAL SERVICE & DISTRIBUTION | D501003 INTERIOR DISTRIBUTION TRANSFORMERS | Transformer | EA | Transformer_Type=Secondary; | Transformer_Material=Isolation; | Transformer_Amps=7.5; |  | Transformer_Voltage= 120/240 V primary 120/240 V secondary;
21114 | D50 ELECTRICAL | D5010 ELECTRICAL SERVICE & DISTRIBUTION | D501003 INTERIOR DISTRIBUTION TRANSFORMERS | Transformer | EA | Transformer_Type=Secondary; | Transformer_Material=Buck-boost; | Transformer_Amps=0.1; |  | Transformer_Voltage= 120/240 V primary 12/24 V secondary;
21115 | D50 ELECTRICAL | D5010 ELECTRICAL SERVICE & DISTRIBUTION | D501003 INTERIOR DISTRIBUTION TRANSFORMERS | Transformer | EA | Transformer_Type=Secondary; | Transformer_Material=Isolation; | Transformer_Amps=15; |  | Transformer_Voltage= 120/240 V primary 120/240 V secondary;
21116 | D50 ELECTRICAL | D5010 ELECTRICAL SERVICE & DISTRIBUTION | D501003 INTERIOR DISTRIBUTION TRANSFORMERS | Transformer | EA | Transformer_Type=Secondary; | Transformer_Material=Dry-type; | Transformer_Amps=3000; |  | Transformer_Voltage= 15 kV primary 277/480 volt secondary;
21117 | D50 ELECTRICAL | D5010 ELECTRICAL SERVICE & DISTRIBUTION | D501003 INTERIOR DISTRIBUTION TRANSFORMERS | Transformer | EA | Transformer_Type=Secondary; | Transformer_Material=Isolation; | Transformer_Amps=37.5; |  | Transformer_Voltage= 120/240 V primary 120/240 V secondary;
21118 | D50 ELECTRICAL | D5010 ELECTRICAL SERVICE & DISTRIBUTION | D501003 INTERIOR DISTRIBUTION TRANSFORMERS | Transformer | EA | Transformer_Type=Secondary; | Transformer_Material=Isolation; | Transformer_Amps=75; |  | Transformer_Voltage= 120/240 V primary 120/240 V secondary;
21119 | D50 ELECTRICAL | D5010 ELECTRICAL SERVICE & DISTRIBUTION | D501003 INTERIOR DISTRIBUTION TRANSFORMERS | Transformer | EA | Transformer_Type=Secondary; | Transformer_Material=Isolation; | Transformer_Amps=112.5; |  | Transformer_Voltage= 120/240 V primary 120/208 V secondary;
21120 | D50 ELECTRICAL | D5010 ELECTRICAL SERVICE & DISTRIBUTION | D501003 INTERIOR DISTRIBUTION TRANSFORMERS | Transformer | EA | Transformer_Type=Secondary; | Transformer_Material=Isolation; | Transformer_Amps=150; |  | Transformer_Voltage= 120/240 V primary 120/208 V secondary;
21121 | D50 ELECTRICAL | D5010 ELECTRICAL SERVICE & DISTRIBUTION | D501003 INTERIOR DISTRIBUTION TRANSFORMERS | Transformer | EA | Transformer_Type=Secondary; | Transformer_Material=Isolation; | Transformer_Amps=225; |  | Transformer_Voltage= 120/240 V primary 120/208 V secondary;
21122 | D50 ELECTRICAL | D5010 ELECTRICAL SERVICE & DISTRIBUTION | D501003 INTERIOR DISTRIBUTION TRANSFORMERS | Transformer | EA | Transformer_Type=Secondary; | Transformer_Material=Isolation; | Transformer_Amps=300; |  | Transformer_Voltage= 120/240 V primary 120/208 V secondary;
21123 | D50 ELECTRICAL | D5010 ELECTRICAL SERVICE & DISTRIBUTION | D501003 INTERIOR DISTRIBUTION TRANSFORMERS | Transformer | EA | Transformer_Type=Secondary; | Transformer_Material=Isolation; | Transformer_Amps=10; |  | Transformer_Voltage= 120/240 V primary 120/240 V secondary;
21124 | D50 ELECTRICAL | D5010 ELECTRICAL SERVICE & DISTRIBUTION | D501003 INTERIOR DISTRIBUTION TRANSFORMERS | Transformer | EA | Transformer_Type=Secondary; | Transformer_Material=Liquid-filled; | Transformer_Amps=2500; |  | Transformer_Voltage= 5 kV or 15 kV primary 277/480 V secondary;
21125 | D50 ELECTRICAL | D5010 ELECTRICAL SERVICE & DISTRIBUTION | D501003 INTERIOR DISTRIBUTION TRANSFORMERS | Transformer | EA | Transformer_Type=Secondary; | Transformer_Material=Dry-type; | Transformer_Amps=15; |  | Transformer_Voltage= 240/480 V primary 120/240 V secondary;
21126 | D50 ELECTRICAL | D5010 ELECTRICAL SERVICE & DISTRIBUTION | D501003 INTERIOR DISTRIBUTION TRANSFORMERS | Transformer | EA | Transformer_Type=Secondary; | Transformer_Material=Liquid-filled; | Transformer_Amps=225; |  | Transformer_Voltage= 5 kV or 15 kV primary 277/480 V secondary;
21127 | D50 ELECTRICAL | D5010 ELECTRICAL SERVICE & DISTRIBUTION | D501003 INTERIOR DISTRIBUTION TRANSFORMERS | Transformer | EA | Transformer_Type=Secondary; | Transformer_Material=Liquid-filled; | Transformer_Amps=300; |  | Transformer_Voltage= 5 kV or 15 kV primary 277/480 V secondary;
21128 | D50 ELECTRICAL | D5010 ELECTRICAL SERVICE & DISTRIBUTION | D501003 INTERIOR DISTRIBUTION TRANSFORMERS | Transformer | EA | Transformer_Type=Secondary; | Transformer_Material=Liquid-filled; | Transformer_Amps=500; |  | Transformer_Voltage= 5 kV or 15 kV primary 277/480 V secondary;
21129 | D50 ELECTRICAL | D5010 ELECTRICAL SERVICE & DISTRIBUTION | D501003 INTERIOR DISTRIBUTION TRANSFORMERS | Transformer | EA | Transformer_Type=Secondary; | Transformer_Material=Liquid-filled; | Transformer_Amps=750; |  | Transformer_Voltage= 5 kV or 15 kV primary 277/480 V secondary;
21130 | D50 ELECTRICAL | D5010 ELECTRICAL SERVICE & DISTRIBUTION | D501003 INTERIOR DISTRIBUTION TRANSFORMERS | Transformer | EA | Transformer_Type=Secondary; | Transformer_Material=Liquid-filled; | Transformer_Amps=1000; |  | Transformer_Voltage= 5 kV or 15 kV primary 277/480 V secondary;
21131 | D50 ELECTRICAL | D5010 ELECTRICAL SERVICE & DISTRIBUTION | D501003 INTERIOR DISTRIBUTION TRANSFORMERS | Transformer | EA | Transformer_Type=Secondary; | Transformer_Material=Oil-filled; | Transformer_Amps=75; |  | Transformer_Voltage= 2400 V primary 120/240 V secondary;
21132 | D50 ELECTRICAL | D5010 ELECTRICAL SERVICE & DISTRIBUTION | D501003 INTERIOR DISTRIBUTION TRANSFORMERS | Transformer | EA | Transformer_Type=Secondary; | Transformer_Material=Liquid-filled; | Transformer_Amps=2000; |  | Transformer_Voltage= 5 kV or 15 kV primary 277/480 V secondary;
21133 | D50 ELECTRICAL | D5010 ELECTRICAL SERVICE & DISTRIBUTION | D501003 INTERIOR DISTRIBUTION TRANSFORMERS | Transformer | EA | Transformer_Type=Secondary; | Transformer_Material=Oil-filled; | Transformer_Amps=50; |  | Transformer_Voltage= 2400 V primary 120/240 V secondary;
21134 | D50 ELECTRICAL | D5010 ELECTRICAL SERVICE & DISTRIBUTION | D501003 INTERIOR DISTRIBUTION TRANSFORMERS | Transformer | EA | Transformer_Type=Secondary; | Transformer_Material=Dry-type; | Transformer_Amps=1; |  | Transformer_Voltage= 240/480 V primary 120/240 V secondary;
21135 | D50 ELECTRICAL | D5010 ELECTRICAL SERVICE & DISTRIBUTION | D501003 INTERIOR DISTRIBUTION TRANSFORMERS | Transformer | EA | Transformer_Type=Secondary; | Transformer_Material=Dry-type; | Transformer_Amps=2; |  | Transformer_Voltage= 240/480 V primary 120/240 V secondary;
21136 | D50 ELECTRICAL | D5010 ELECTRICAL SERVICE & DISTRIBUTION | D501003 INTERIOR DISTRIBUTION TRANSFORMERS | Transformer | EA | Transformer_Type=Secondary; | Transformer_Material=Dry-type; | Transformer_Amps=3; |  | Transformer_Voltage= 240/480 V primary 120/240 V secondary;
21137 | D50 ELECTRICAL | D5010 ELECTRICAL SERVICE & DISTRIBUTION | D501003 INTERIOR DISTRIBUTION TRANSFORMERS | Transformer | EA | Transformer_Type=Secondary; | Transformer_Material=Dry-type; | Transformer_Amps=5; |  | Transformer_Voltage= 240/480 V primary 120/240 V secondary;
21138 | D50 ELECTRICAL | D5010 ELECTRICAL SERVICE & DISTRIBUTION | D501003 INTERIOR DISTRIBUTION TRANSFORMERS | Transformer | EA | Transformer_Type=Secondary; | Transformer_Material=Dry-type; | Transformer_Amps=7.5; |  | Transformer_Voltage= 240/480 V primary 120/240 V secondary;
21139 | D50 ELECTRICAL | D5010 ELECTRICAL SERVICE & DISTRIBUTION | D501003 INTERIOR DISTRIBUTION TRANSFORMERS | Transformer | EA | Transformer_Type=Secondary; | Transformer_Material=Dry-type; | Transformer_Amps=10; |  | Transformer_Voltage= 240/480 V primary 120/240 V secondary;
21140 | D50 ELECTRICAL | D5010 ELECTRICAL SERVICE & DISTRIBUTION | D501003 INTERIOR DISTRIBUTION TRANSFORMERS | Transformer | EA | Transformer_Type=Secondary; | Transformer_Material=Liquid-filled; | Transformer_Amps=1500; |  | Transformer_Voltage= 5 kV or 15 kV primary 277/480 V secondary;
21141 | D50 ELECTRICAL | D5010 ELECTRICAL SERVICE & DISTRIBUTION | D501003 INTERIOR DISTRIBUTION TRANSFORMERS | Transformer | EA | Transformer_Type=Secondary; | Transformer_Material=Oil-filled; | Transformer_Amps=1500; |  | Transformer_Voltage= 15 kV primary 277/480 V secondary;
21142 | D50 ELECTRICAL | D5010 ELECTRICAL SERVICE & DISTRIBUTION | D501003 INTERIOR DISTRIBUTION TRANSFORMERS | Transformer | EA | Transformer_Type=Secondary; | Transformer_Material=Dry-type; | Transformer_Amps=112.5; |  | Transformer_Voltage= 480 V primary 120/208 V secondary; | Transformer_Subtype= K-13 rated;
21143 | D50 ELECTRICAL | D5010 ELECTRICAL SERVICE & DISTRIBUTION | D501003 INTERIOR DISTRIBUTION TRANSFORMERS | Transformer | EA | Transformer_Type=Secondary; | Transformer_Material=Buck-boost; | Transformer_Amps=0.75; |  | Transformer_Voltage= 120/240 V primary 12/24 V secondary;
21144 | D50 ELECTRICAL | D5010 ELECTRICAL SERVICE & DISTRIBUTION | D501003 INTERIOR DISTRIBUTION TRANSFORMERS | Transformer | EA | Transformer_Type=Secondary; | Transformer_Material=Oil-filled; | Transformer_Amps=150; |  | Transformer_Voltage= 15 kV primary 277/480 V secondary;
21145 | D50 ELECTRICAL | D5010 ELECTRICAL SERVICE & DISTRIBUTION | D501003 INTERIOR DISTRIBUTION TRANSFORMERS | Transformer | EA | Transformer_Type=Secondary; | Transformer_Material=Oil-filled; | Transformer_Amps=225; |  | Transformer_Voltage= 15 kV primary 277/480 V secondary;
21146 | D50 ELECTRICAL | D5010 ELECTRICAL SERVICE & DISTRIBUTION | D501003 INTERIOR DISTRIBUTION TRANSFORMERS | Transformer | EA | Transformer_Type=Secondary; | Transformer_Material=Oil-filled; | Transformer_Amps=300; |  | Transformer_Voltage= 15 kV primary 277/480 V secondary;
21147 | D50 ELECTRICAL | D5010 ELECTRICAL SERVICE & DISTRIBUTION | D501003 INTERIOR DISTRIBUTION TRANSFORMERS | Transformer | EA | Transformer_Type=Secondary; | Transformer_Material=Oil-filled; | Transformer_Amps=500; |  | Transformer_Voltage= 15 kV primary 277/480 V secondary;
21148 | D50 ELECTRICAL | D5010 ELECTRICAL SERVICE & DISTRIBUTION | D501003 INTERIOR DISTRIBUTION TRANSFORMERS | Transformer | EA | Transformer_Type=Secondary; | Transformer_Material=Oil-filled; | Transformer_Amps=100; |  | Transformer_Voltage= 2400 V primary 120/240 V secondary;
21149 | D50 ELECTRICAL | D5010 ELECTRICAL SERVICE & DISTRIBUTION | D501003 INTERIOR DISTRIBUTION TRANSFORMERS | Transformer | EA | Transformer_Type=Secondary; | Transformer_Material=Oil-filled; | Transformer_Amps=1000; |  | Transformer_Voltage= 15 kV primary 277/480 V secondary;
21150 | D50 ELECTRICAL | D5010 ELECTRICAL SERVICE & DISTRIBUTION | D501003 INTERIOR DISTRIBUTION TRANSFORMERS | Transformer | EA | Transformer_Type=Secondary; | Transformer_Material=Oil-filled; | Transformer_Amps=25; |  | Transformer_Voltage= 2400 V primary 120/240 V secondary;
21151 | D50 ELECTRICAL | D5010 ELECTRICAL SERVICE & DISTRIBUTION | D501003 INTERIOR DISTRIBUTION TRANSFORMERS | Transformer | EA | Transformer_Type=Secondary; | Transformer_Material=Oil-filled; | Transformer_Amps=2000; |  | Transformer_Voltage= 15 kV primary 277/480 V secondary;
21152 | D50 ELECTRICAL | D5010 ELECTRICAL SERVICE & DISTRIBUTION | D501003 INTERIOR DISTRIBUTION TRANSFORMERS | Transformer | EA | Transformer_Type=Secondary; | Transformer_Material=Oil-filled; | Transformer_Amps=2500; |  | Transformer_Voltage= 15 kV primary 277/480 V secondary;
21153 | D50 ELECTRICAL | D5010 ELECTRICAL SERVICE & DISTRIBUTION | D501003 INTERIOR DISTRIBUTION TRANSFORMERS | Transformer | EA | Transformer_Type=Secondary; | Transformer_Material=Oil-filled; | Transformer_Amps=3000; |  | Transformer_Voltage= 15 kV primary 277/480 V secondary;
21154 | D50 ELECTRICAL | D5010 ELECTRICAL SERVICE & DISTRIBUTION | D501003 INTERIOR DISTRIBUTION TRANSFORMERS | Transformer | EA | Transformer_Type=Secondary; | Transformer_Material=Oil-filled; | Transformer_Amps=3750; |  | Transformer_Voltage= 15 kV primary 277/480 V secondary;
21155 | D50 ELECTRICAL | D5010 ELECTRICAL SERVICE & DISTRIBUTION | D501003 INTERIOR DISTRIBUTION TRANSFORMERS | Transformer | EA | Transformer_Type=Secondary; | Transformer_Material=Oil-filled; | Transformer_Amps=15; |  | Transformer_Voltage= 2400 V primary 120/240 V secondary;
21156 | D50 ELECTRICAL | D5010 ELECTRICAL SERVICE & DISTRIBUTION | D501003 INTERIOR DISTRIBUTION TRANSFORMERS | Transformer | EA | Transformer_Type=Secondary; | Transformer_Material=Oil-filled; | Transformer_Amps=37.5; |  | Transformer_Voltage= 2400 V primary 120/240 V secondary;
21157 | D50 ELECTRICAL | D5010 ELECTRICAL SERVICE & DISTRIBUTION | D501003 INTERIOR DISTRIBUTION TRANSFORMERS | Transformer | EA | Transformer_Type=Secondary; | Transformer_Material=Oil-filled; | Transformer_Amps=750; |  | Transformer_Voltage= 15 kV primary 277/480 V secondary;
21158 | D50 ELECTRICAL | D5010 ELECTRICAL SERVICE & DISTRIBUTION | D501003 INTERIOR DISTRIBUTION TRANSFORMERS | Transformer | EA | Transformer_Type=Secondary; | Transformer_Material=Dry-type; | Transformer_Amps=150; |  | Transformer_Voltage= 480 V primary 120/208 V secondary; | Transformer_Subtype= K-4 rated;
21159 | D50 ELECTRICAL | D5010 ELECTRICAL SERVICE & DISTRIBUTION | D501003 INTERIOR DISTRIBUTION TRANSFORMERS | Transformer | EA | Transformer_Type=Secondary; | Transformer_Material=Dry-type; | Transformer_Amps=25; |  | Transformer_Voltage= 240/480 V primary 120/240 V secondary;
21160 | D50 ELECTRICAL | D5010 ELECTRICAL SERVICE & DISTRIBUTION | D501003 INTERIOR DISTRIBUTION TRANSFORMERS | Transformer | EA | Transformer_Type=Secondary; | Transformer_Material=Dry-type; | Transformer_Amps=1000; |  | Transformer_Voltage= 480 V primary 120/208 V secondary;
21161 | D50 ELECTRICAL | D5010 ELECTRICAL SERVICE & DISTRIBUTION | D501003 INTERIOR DISTRIBUTION TRANSFORMERS | Transformer | EA | Transformer_Type=Secondary; | Transformer_Material=Dry-type; | Transformer_Amps=45; |  | Transformer_Voltage= 480 V primary 120/208 V secondary; | Transformer_Subtype= K-13 rated;
21162 | D50 ELECTRICAL | D5010 ELECTRICAL SERVICE & DISTRIBUTION | D501003 INTERIOR DISTRIBUTION TRANSFORMERS | Transformer | EA | Transformer_Type=Secondary; | Transformer_Material=Dry-type; | Transformer_Amps=15; |  | Transformer_Voltage= 480 V primary 120/208 V secondary; | Transformer_Subtype= K-4 rated;
21163 | D50 ELECTRICAL | D5010 ELECTRICAL SERVICE & DISTRIBUTION | D501003 INTERIOR DISTRIBUTION TRANSFORMERS | Transformer | EA | Transformer_Type=Secondary; | Transformer_Material=Dry-type; | Transformer_Amps=30; |  | Transformer_Voltage= 480 V primary 120/208 V secondary; | Transformer_Subtype= K-4 rated;
21164 | D50 ELECTRICAL | D5010 ELECTRICAL SERVICE & DISTRIBUTION | D501003 INTERIOR DISTRIBUTION TRANSFORMERS | Transformer | EA | Transformer_Type=Secondary; | Transformer_Material=Dry-type; | Transformer_Amps=45; |  | Transformer_Voltage= 480 V primary 120/208 V secondary; | Transformer_Subtype= K-4 rated;
21165 | D50 ELECTRICAL | D5010 ELECTRICAL SERVICE & DISTRIBUTION | D501003 INTERIOR DISTRIBUTION TRANSFORMERS | Transformer | EA | Transformer_Type=Secondary; | Transformer_Material=Dry-type; | Transformer_Amps=750; |  | Transformer_Voltage= 480 V primary 120/208 V secondary;
21166 | D50 ELECTRICAL | D5010 ELECTRICAL SERVICE & DISTRIBUTION | D501003 INTERIOR DISTRIBUTION TRANSFORMERS | Transformer | EA | Transformer_Type=Secondary; | Transformer_Material=Dry-type; | Transformer_Amps=112.5; |  | Transformer_Voltage= 480 V primary 120/208 V secondary; | Transformer_Subtype= K-4 rated;
21167 | D50 ELECTRICAL | D5010 ELECTRICAL SERVICE & DISTRIBUTION | D501003 INTERIOR DISTRIBUTION TRANSFORMERS | Transformer | EA | Transformer_Type=Secondary; | Transformer_Material=Dry-type; | Transformer_Amps=500; |  | Transformer_Voltage= 480 V primary 120/208 V secondary;
21168 | D50 ELECTRICAL | D5010 ELECTRICAL SERVICE & DISTRIBUTION | D501003 INTERIOR DISTRIBUTION TRANSFORMERS | Transformer | EA | Transformer_Type=Secondary; | Transformer_Material=Dry-type; | Transformer_Amps=225; |  | Transformer_Voltage= 480 V primary 120/208 V secondary; | Transformer_Subtype= K-4 rated;
21169 | D50 ELECTRICAL | D5010 ELECTRICAL SERVICE & DISTRIBUTION | D501003 INTERIOR DISTRIBUTION TRANSFORMERS | Transformer | EA | Transformer_Type=Secondary; | Transformer_Material=Dry-type; | Transformer_Amps=300; |  | Transformer_Voltage= 480 V primary 120/208 V secondary; | Transformer_Subtype= K-4 rated;
21170 | D50 ELECTRICAL | D5010 ELECTRICAL SERVICE & DISTRIBUTION | D501003 INTERIOR DISTRIBUTION TRANSFORMERS | Transformer | EA | Transformer_Type=Secondary; | Transformer_Material=Dry-type; | Transformer_Amps=500; |  | Transformer_Voltage= 480 V primary 120/208 V secondary; | Transformer_Subtype= K-4 rated;
21171 | D50 ELECTRICAL | D5010 ELECTRICAL SERVICE & DISTRIBUTION | D501003 INTERIOR DISTRIBUTION TRANSFORMERS | Transformer | EA | Transformer_Type=Secondary; | Transformer_Material=Dry-type; | Transformer_Amps=15; |  | Transformer_Voltage= 480 V primary 120/208 V secondary; | Transformer_Subtype= K-13 rated;
21172 | D50 ELECTRICAL | D5010 ELECTRICAL SERVICE & DISTRIBUTION | D501003 INTERIOR DISTRIBUTION TRANSFORMERS | Transformer | EA | Transformer_Type=Secondary; | Transformer_Material=Dry-type; | Transformer_Amps=30; |  | Transformer_Voltage= 480 V primary 120/208 V secondary; | Transformer_Subtype= K-13 rated;
21173 | D50 ELECTRICAL | D5010 ELECTRICAL SERVICE & DISTRIBUTION | D501003 INTERIOR DISTRIBUTION TRANSFORMERS | Transformer | EA | Transformer_Type=Secondary; | Transformer_Material=Oil-filled; | Transformer_Amps=10; |  | Transformer_Voltage= 2400 V primary 120/240 V secondary;
21174 | D50 ELECTRICAL | D5010 ELECTRICAL SERVICE & DISTRIBUTION | D501003 INTERIOR DISTRIBUTION TRANSFORMERS | Transformer | EA | Transformer_Type=Secondary; | Transformer_Material=Dry-type; | Transformer_Amps=75; |  | Transformer_Voltage= 480 V primary 120/208 V secondary; | Transformer_Subtype= K-4 rated;
21175 | D50 ELECTRICAL | D5010 ELECTRICAL SERVICE & DISTRIBUTION | D501003 INTERIOR DISTRIBUTION TRANSFORMERS | Transformer | EA | Transformer_Type=Secondary; | Transformer_Material=Dry-type; | Transformer_Amps=9; |  | Transformer_Voltage= 480 V primary 120/208 V secondary;
21176 | D50 ELECTRICAL | D5010 ELECTRICAL SERVICE & DISTRIBUTION | D501003 INTERIOR DISTRIBUTION TRANSFORMERS | Transformer | EA | Transformer_Type=Secondary; | Transformer_Material=Dry-type; | Transformer_Amps=37.5; |  | Transformer_Voltage= 240/480 V primary 120/240 V secondary;
21177 | D50 ELECTRICAL | D5010 ELECTRICAL SERVICE & DISTRIBUTION | D501003 INTERIOR DISTRIBUTION TRANSFORMERS | Transformer | EA | Transformer_Type=Secondary; | Transformer_Material=Dry-type; | Transformer_Amps=50; |  | Transformer_Voltage= 240/480 V primary 120/240 V secondary;
21178 | D50 ELECTRICAL | D5010 ELECTRICAL SERVICE & DISTRIBUTION | D501003 INTERIOR DISTRIBUTION TRANSFORMERS | Transformer | EA | Transformer_Type=Secondary; | Transformer_Material=Dry-type; | Transformer_Amps=75; |  | Transformer_Voltage= 240/480 V primary 120/240 V secondary;
21179 | D50 ELECTRICAL | D5010 ELECTRICAL SERVICE & DISTRIBUTION | D501003 INTERIOR DISTRIBUTION TRANSFORMERS | Transformer | EA | Transformer_Type=Secondary; | Transformer_Material=Dry-type; | Transformer_Amps=100; |  | Transformer_Voltage= 240/480 V primary 120/240 V secondary;
21180 | D50 ELECTRICAL | D5010 ELECTRICAL SERVICE & DISTRIBUTION | D501003 INTERIOR DISTRIBUTION TRANSFORMERS | Transformer | EA | Transformer_Type=Secondary; | Transformer_Material=Dry-type; | Transformer_Amps=167; |  | Transformer_Voltage= 240/480 V primary 120/240 V secondary;
21181 | D50 ELECTRICAL | D5010 ELECTRICAL SERVICE & DISTRIBUTION | D501003 INTERIOR DISTRIBUTION TRANSFORMERS | Transformer | EA | Transformer_Type=Secondary; | Transformer_Material=Dry-type; | Transformer_Amps=75; |  | Transformer_Voltage= 480 V primary 120/208 V secondary; | Transformer_Subtype= K-13 rated;
21182 | D50 ELECTRICAL | D5010 ELECTRICAL SERVICE & DISTRIBUTION | D501003 INTERIOR DISTRIBUTION TRANSFORMERS | Transformer | EA | Transformer_Type=Secondary; | Transformer_Material=Dry-type; | Transformer_Amps=6; |  | Transformer_Voltage= 480 V primary 120/208 V secondary;
21183 | D50 ELECTRICAL | D5010 ELECTRICAL SERVICE & DISTRIBUTION | D501003 INTERIOR DISTRIBUTION TRANSFORMERS | Transformer | EA | Transformer_Type=Secondary; | Transformer_Material=Dry-type; | Transformer_Amps=15; |  | Transformer_Voltage= 480 V primary 120/208 V secondary;
21184 | D50 ELECTRICAL | D5010 ELECTRICAL SERVICE & DISTRIBUTION | D501003 INTERIOR DISTRIBUTION TRANSFORMERS | Transformer | EA | Transformer_Type=Secondary; | Transformer_Material=Dry-type; | Transformer_Amps=30; |  | Transformer_Voltage= 480 V primary 120/208 V secondary;
21185 | D50 ELECTRICAL | D5010 ELECTRICAL SERVICE & DISTRIBUTION | D501003 INTERIOR DISTRIBUTION TRANSFORMERS | Transformer | EA | Transformer_Type=Secondary; | Transformer_Material=Dry-type; | Transformer_Amps=45; |  | Transformer_Voltage= 480 V primary 120/208 V secondary;
21186 | D50 ELECTRICAL | D5010 ELECTRICAL SERVICE & DISTRIBUTION | D501003 INTERIOR DISTRIBUTION TRANSFORMERS | Transformer | EA | Transformer_Type=Secondary; | Transformer_Material=Dry-type; | Transformer_Amps=75; |  | Transformer_Voltage= 480 V primary 120/208 V secondary;
21187 | D50 ELECTRICAL | D5010 ELECTRICAL SERVICE & DISTRIBUTION | D501003 INTERIOR DISTRIBUTION TRANSFORMERS | Transformer | EA | Transformer_Type=Secondary; | Transformer_Material=Dry-type; | Transformer_Amps=112.5; |  | Transformer_Voltage= 480 V primary 120/208 V secondary;
21188 | D50 ELECTRICAL | D5010 ELECTRICAL SERVICE & DISTRIBUTION | D501003 INTERIOR DISTRIBUTION TRANSFORMERS | Transformer | EA | Transformer_Type=Secondary; | Transformer_Material=Dry-type; | Transformer_Amps=150; |  | Transformer_Voltage= 480 V primary 120/208 V secondary;
21189 | D50 ELECTRICAL | D5010 ELECTRICAL SERVICE & DISTRIBUTION | D501003 INTERIOR DISTRIBUTION TRANSFORMERS | Transformer | EA | Transformer_Type=Secondary; | Transformer_Material=Dry-type; | Transformer_Amps=225; |  | Transformer_Voltage= 480 V primary 120/208 V secondary;
21190 | D50 ELECTRICAL | D5010 ELECTRICAL SERVICE & DISTRIBUTION | D501003 INTERIOR DISTRIBUTION TRANSFORMERS | Transformer | EA | Transformer_Type=Secondary; | Transformer_Material=Dry-type; | Transformer_Amps=300; |  | Transformer_Voltage= 480 V primary 120/208 V secondary;
21191 | D50 ELECTRICAL | D5010 ELECTRICAL SERVICE & DISTRIBUTION | D501003 INTERIOR DISTRIBUTION TRANSFORMERS | Transformer | EA | Transformer_Type=Secondary; | Transformer_Material=Dry-type; | Transformer_Amps=3; |  | Transformer_Voltage= 480 V primary 120/208 V secondary;
21594 | D50 ELECTRICAL | D5010 ELECTRICAL SERVICE & DISTRIBUTION | D501003 INTERIOR DISTRIBUTION TRANSFORMERS | Transformer | EA | Transformer_Type=Secondary; | Transformer_Material=General;
42255 | D50 ELECTRICAL | D5010 ELECTRICAL SERVICE & DISTRIBUTION | D501003 INTERIOR DISTRIBUTION TRANSFORMERS | Transformer | AMP | Transformer_Type=Secondary; | Transformer_Material=Other;
43255 | D50 ELECTRICAL | D5010 ELECTRICAL SERVICE & DISTRIBUTION | D501003 INTERIOR DISTRIBUTION TRANSFORMERS | Transformer | AMP | Transformer_Type=Secondary; | Transformer_Material=Unknown;
44035 | D50 ELECTRICAL | D5010 ELECTRICAL SERVICE & DISTRIBUTION | D501004 PANELBOARDS | Panelboard | EA |  |  | Panelboard_Amps=50;
44036 | D50 ELECTRICAL | D5010 ELECTRICAL SERVICE & DISTRIBUTION | D501004 PANELBOARDS | Panelboard | EA |  |  | Panelboard_Amps=125;
44037 | D50 ELECTRICAL | D5010 ELECTRICAL SERVICE & DISTRIBUTION | D501004 PANELBOARDS | Panelboard | EA |  |  | Panelboard_Amps=200;
44038 | D50 ELECTRICAL | D5010 ELECTRICAL SERVICE & DISTRIBUTION | D501004 PANELBOARDS | Panelboard | EA |  |  | Panelboard_Amps=400;
44039 | D50 ELECTRICAL | D5010 ELECTRICAL SERVICE & DISTRIBUTION | D501004 PANELBOARDS | Panelboard | EA |  |  | Panelboard_Amps=600;
21596 | D50 ELECTRICAL | D5010 ELECTRICAL SERVICE & DISTRIBUTION | D501004 PANELBOARDS | Panelboard | EA | Panelboard_Type=General;
21215 | D50 ELECTRICAL | D5010 ELECTRICAL SERVICE & DISTRIBUTION | D501004 PANELBOARDS | Panelboard | EA | Panelboard_Type=NEHB; | Panelboard_Voltage=277/480 V; | Panelboard_Amps=100;
21216 | D50 ELECTRICAL | D5010 ELECTRICAL SERVICE & DISTRIBUTION | D501004 PANELBOARDS | Panelboard | EA | Panelboard_Type=NEHB; | Panelboard_Voltage=277/480 V; | Panelboard_Amps=225;
21217 | D50 ELECTRICAL | D5010 ELECTRICAL SERVICE & DISTRIBUTION | D501004 PANELBOARDS | Panelboard | EA | Panelboard_Type=NEHB; | Panelboard_Voltage=277/480 V; | Panelboard_Amps=225; |  | Panelboard_Subtype= NEMA 7;
21208 | D50 ELECTRICAL | D5010 ELECTRICAL SERVICE & DISTRIBUTION | D501004 PANELBOARDS | Panelboard | EA | Panelboard_Type=NQOD; | Panelboard_Voltage=120/240 V; | Panelboard_Amps=225;
21211 | D50 ELECTRICAL | D5010 ELECTRICAL SERVICE & DISTRIBUTION | D501004 PANELBOARDS | Panelboard | EA | Panelboard_Type=NQOD; | Panelboard_Voltage=120/240 V; | Panelboard_Amps=100;
21212 | D50 ELECTRICAL | D5010 ELECTRICAL SERVICE & DISTRIBUTION | D501004 PANELBOARDS | Panelboard | EA | Panelboard_Type=NQOD; | Panelboard_Voltage=120/208 V; | Panelboard_Amps=100;
21213 | D50 ELECTRICAL | D5010 ELECTRICAL SERVICE & DISTRIBUTION | D501004 PANELBOARDS | Panelboard | EA | Panelboard_Type=NQOD; | Panelboard_Voltage=120/208 V; | Panelboard_Amps=225;
21214 | D50 ELECTRICAL | D5010 ELECTRICAL SERVICE & DISTRIBUTION | D501004 PANELBOARDS | Panelboard | EA | Panelboard_Type=NQOD; | Panelboard_Voltage=120/208 V; | Panelboard_Amps=225; |  | Panelboard_Subtype= NEMA 7;
42256 | D50 ELECTRICAL | D5010 ELECTRICAL SERVICE & DISTRIBUTION | D501004 PANELBOARDS | Panelboard | AMP | Panelboard_Type=Other;
43256 | D50 ELECTRICAL | D5010 ELECTRICAL SERVICE & DISTRIBUTION | D501004 PANELBOARDS | Panelboard | AMP | Panelboard_Type=Unknown;
40288 | D50 ELECTRICAL | D5010 ELECTRICAL SERVICE & DISTRIBUTION | D501004 PANELBOARDS | Safety Switch | EA
40289 | D50 ELECTRICAL | D5010 ELECTRICAL SERVICE & DISTRIBUTION | D501004 PANELBOARDS | Safety Switch | EA |  |  | SafetySwitch_Amps=29;
40290 | D50 ELECTRICAL | D5010 ELECTRICAL SERVICE & DISTRIBUTION | D501004 PANELBOARDS | Safety Switch | EA |  |  | SafetySwitch_Amps=65;
40291 | D50 ELECTRICAL | D5010 ELECTRICAL SERVICE & DISTRIBUTION | D501004 PANELBOARDS | Safety Switch | EA |  |  | SafetySwitch_Amps=101;
44040 | D50 ELECTRICAL | D5010 ELECTRICAL SERVICE & DISTRIBUTION | D501004 PANELBOARDS | Safety Switch | EA |  |  | SafetySwitch_Amps=200;
44041 | D50 ELECTRICAL | D5010 ELECTRICAL SERVICE & DISTRIBUTION | D501004 PANELBOARDS | Safety Switch | EA |  |  | SafetySwitch_Amps=400;
21026 | D50 ELECTRICAL | D5010 ELECTRICAL SERVICE & DISTRIBUTION | D501004 PANELBOARDS | Switchgear | EA |  |  | Switchgear_Amps=400;
21027 | D50 ELECTRICAL | D5010 ELECTRICAL SERVICE & DISTRIBUTION | D501004 PANELBOARDS | Switchgear | EA |  |  | Switchgear_Amps=2000;
21028 | D50 ELECTRICAL | D5010 ELECTRICAL SERVICE & DISTRIBUTION | D501004 PANELBOARDS | Switchgear | EA |  |  | Switchgear_Amps=1600;
21029 | D50 ELECTRICAL | D5010 ELECTRICAL SERVICE & DISTRIBUTION | D501004 PANELBOARDS | Switchgear | EA |  |  | Switchgear_Amps=1200;
21030 | D50 ELECTRICAL | D5010 ELECTRICAL SERVICE & DISTRIBUTION | D501004 PANELBOARDS | Switchgear | EA |  |  | Switchgear_Amps=800;
21031 | D50 ELECTRICAL | D5010 ELECTRICAL SERVICE & DISTRIBUTION | D501004 PANELBOARDS | Switchgear | EA |  |  | Switchgear_Amps=600;
21592 | D50 ELECTRICAL | D5010 ELECTRICAL SERVICE & DISTRIBUTION | D501004 PANELBOARDS | Switchgear | EA
21593 | D50 ELECTRICAL | D5010 ELECTRICAL SERVICE & DISTRIBUTION | D501004 PANELBOARDS | Transfer Switch | EA
21032 | D50 ELECTRICAL | D5010 ELECTRICAL SERVICE & DISTRIBUTION | D501004 PANELBOARDS | Transfer Switch | EA | TransferSwitch_Type=Automatic; |  | TransferSwitch_Amps=400;
21033 | D50 ELECTRICAL | D5010 ELECTRICAL SERVICE & DISTRIBUTION | D501004 PANELBOARDS | Transfer Switch | EA | TransferSwitch_Type=Automatic; |  | TransferSwitch_Amps=1000;
21039 | D50 ELECTRICAL | D5010 ELECTRICAL SERVICE & DISTRIBUTION | D501004 PANELBOARDS | Transfer Switch | EA | TransferSwitch_Type=Automatic; |  | TransferSwitch_Amps=2000;
21040 | D50 ELECTRICAL | D5010 ELECTRICAL SERVICE & DISTRIBUTION | D501004 PANELBOARDS | Transfer Switch | EA | TransferSwitch_Type=Automatic; |  | TransferSwitch_Amps=1200;
21041 | D50 ELECTRICAL | D5010 ELECTRICAL SERVICE & DISTRIBUTION | D501004 PANELBOARDS | Transfer Switch | EA | TransferSwitch_Type=Automatic; |  | TransferSwitch_Amps=800;
21042 | D50 ELECTRICAL | D5010 ELECTRICAL SERVICE & DISTRIBUTION | D501004 PANELBOARDS | Transfer Switch | EA | TransferSwitch_Type=Automatic; |  | TransferSwitch_Amps=600;
21045 | D50 ELECTRICAL | D5010 ELECTRICAL SERVICE & DISTRIBUTION | D501004 PANELBOARDS | Transfer Switch | EA | TransferSwitch_Type=Automatic; |  | TransferSwitch_Amps=260;
21046 | D50 ELECTRICAL | D5010 ELECTRICAL SERVICE & DISTRIBUTION | D501004 PANELBOARDS | Transfer Switch | EA | TransferSwitch_Type=Automatic; |  | TransferSwitch_Amps=1600;
21051 | D50 ELECTRICAL | D5010 ELECTRICAL SERVICE & DISTRIBUTION | D501004 PANELBOARDS | Transfer Switch | EA | TransferSwitch_Type=Automatic; |  | TransferSwitch_Amps=30;
21052 | D50 ELECTRICAL | D5010 ELECTRICAL SERVICE & DISTRIBUTION | D501004 PANELBOARDS | Transfer Switch | EA | TransferSwitch_Type=Automatic; |  | TransferSwitch_Amps=60;
21053 | D50 ELECTRICAL | D5010 ELECTRICAL SERVICE & DISTRIBUTION | D501004 PANELBOARDS | Transfer Switch | EA | TransferSwitch_Type=Automatic; |  | TransferSwitch_Amps=100;
21054 | D50 ELECTRICAL | D5010 ELECTRICAL SERVICE & DISTRIBUTION | D501004 PANELBOARDS | Transfer Switch | EA | TransferSwitch_Type=Automatic; |  | TransferSwitch_Amps=150;
21055 | D50 ELECTRICAL | D5010 ELECTRICAL SERVICE & DISTRIBUTION | D501004 PANELBOARDS | Transfer Switch | EA | TransferSwitch_Type=Automatic; |  | TransferSwitch_Amps=225;
21034 | D50 ELECTRICAL | D5010 ELECTRICAL SERVICE & DISTRIBUTION | D501004 PANELBOARDS | Transfer Switch | EA | TransferSwitch_Type=Manual; | TransferSwitch_Subtype=Electric; | TransferSwitch_Amps=400;
21035 | D50 ELECTRICAL | D5010 ELECTRICAL SERVICE & DISTRIBUTION | D501004 PANELBOARDS | Transfer Switch | EA | TransferSwitch_Type=Manual; | TransferSwitch_Subtype=Electric; | TransferSwitch_Amps=200;
21036 | D50 ELECTRICAL | D5010 ELECTRICAL SERVICE & DISTRIBUTION | D501004 PANELBOARDS | Transfer Switch | EA | TransferSwitch_Type=Manual; | TransferSwitch_Subtype=Electric; | TransferSwitch_Amps=100;
21037 | D50 ELECTRICAL | D5010 ELECTRICAL SERVICE & DISTRIBUTION | D501004 PANELBOARDS | Transfer Switch | EA | TransferSwitch_Type=Manual; | TransferSwitch_Subtype=Electric; | TransferSwitch_Amps=60;
21038 | D50 ELECTRICAL | D5010 ELECTRICAL SERVICE & DISTRIBUTION | D501004 PANELBOARDS | Transfer Switch | EA | TransferSwitch_Type=Manual; | TransferSwitch_Subtype=Electric; | TransferSwitch_Amps=30;
21043 | D50 ELECTRICAL | D5010 ELECTRICAL SERVICE & DISTRIBUTION | D501004 PANELBOARDS | Transfer Switch | EA | TransferSwitch_Type=Manual; | TransferSwitch_Subtype=Electric; | TransferSwitch_Amps=600;
21044 | D50 ELECTRICAL | D5010 ELECTRICAL SERVICE & DISTRIBUTION | D501004 PANELBOARDS | Transfer Switch | EA | TransferSwitch_Type=Manual; | TransferSwitch_Subtype=Manual; | TransferSwitch_Amps=600;
21047 | D50 ELECTRICAL | D5010 ELECTRICAL SERVICE & DISTRIBUTION | D501004 PANELBOARDS | Transfer Switch | EA | TransferSwitch_Type=Manual; | TransferSwitch_Subtype=Manual; | TransferSwitch_Amps=30;
21048 | D50 ELECTRICAL | D5010 ELECTRICAL SERVICE & DISTRIBUTION | D501004 PANELBOARDS | Transfer Switch | EA | TransferSwitch_Type=Manual; | TransferSwitch_Subtype=Manual; | TransferSwitch_Amps=60;
21049 | D50 ELECTRICAL | D5010 ELECTRICAL SERVICE & DISTRIBUTION | D501004 PANELBOARDS | Transfer Switch | EA | TransferSwitch_Type=Manual; | TransferSwitch_Subtype=Manual; | TransferSwitch_Amps=100;
21050 | D50 ELECTRICAL | D5010 ELECTRICAL SERVICE & DISTRIBUTION | D501004 PANELBOARDS | Transfer Switch | EA | TransferSwitch_Type=Manual; | TransferSwitch_Subtype=Manual; | TransferSwitch_Amps=400;
21056 | D50 ELECTRICAL | D5010 ELECTRICAL SERVICE & DISTRIBUTION | D501004 PANELBOARDS | Transfer Switch | EA | TransferSwitch_Type=Manual; | TransferSwitch_Subtype=Manual; | TransferSwitch_Amps=200;
41257 | D50 ELECTRICAL | D5010 ELECTRICAL SERVICE & DISTRIBUTION | D501005 ENCLOSED CIRCUIT BREAKERS | Enclosed Circuit Breaker | AMP | EncolsedCircuitBreaker_Type=General;
21200 | D50 ELECTRICAL | D5010 ELECTRICAL SERVICE & DISTRIBUTION | D501005 ENCLOSED CIRCUIT BREAKERS | Enclosed Circuit Breaker | EA | EncolsedCircuitBreaker_Type=NEHB; | EncolsedCircuitBreaker_Voltage=277/480 V; | EncolsedCircuitBreaker_Amps=600;
21201 | D50 ELECTRICAL | D5010 ELECTRICAL SERVICE & DISTRIBUTION | D501005 ENCLOSED CIRCUIT BREAKERS | Enclosed Circuit Breaker | EA | EncolsedCircuitBreaker_Type=NEHB; | EncolsedCircuitBreaker_Voltage=277/480 V; | EncolsedCircuitBreaker_Amps=400;
21202 | D50 ELECTRICAL | D5010 ELECTRICAL SERVICE & DISTRIBUTION | D501005 ENCLOSED CIRCUIT BREAKERS | Enclosed Circuit Breaker | EA | EncolsedCircuitBreaker_Type=NEHB; | EncolsedCircuitBreaker_Voltage=277/480 V; | EncolsedCircuitBreaker_Amps=225;
21209 | D50 ELECTRICAL | D5010 ELECTRICAL SERVICE & DISTRIBUTION | D501005 ENCLOSED CIRCUIT BREAKERS | Enclosed Circuit Breaker | EA | EncolsedCircuitBreaker_Type=NEHB; | EncolsedCircuitBreaker_Voltage=277/480 V; | EncolsedCircuitBreaker_Amps=100;
21199 | D50 ELECTRICAL | D5010 ELECTRICAL SERVICE & DISTRIBUTION | D501005 ENCLOSED CIRCUIT BREAKERS | Enclosed Circuit Breaker | EA | EncolsedCircuitBreaker_Type=NQOD; | EncolsedCircuitBreaker_Voltage=120/208 V; | EncolsedCircuitBreaker_Amps=400;
21203 | D50 ELECTRICAL | D5010 ELECTRICAL SERVICE & DISTRIBUTION | D501005 ENCLOSED CIRCUIT BREAKERS | Enclosed Circuit Breaker | EA | EncolsedCircuitBreaker_Type=NQOD; | EncolsedCircuitBreaker_Voltage=120/208 V; | EncolsedCircuitBreaker_Amps=600;
21204 | D50 ELECTRICAL | D5010 ELECTRICAL SERVICE & DISTRIBUTION | D501005 ENCLOSED CIRCUIT BREAKERS | Enclosed Circuit Breaker | EA | EncolsedCircuitBreaker_Type=NQOD; | EncolsedCircuitBreaker_Voltage=120/208 V; | EncolsedCircuitBreaker_Amps=225;
21205 | D50 ELECTRICAL | D5010 ELECTRICAL SERVICE & DISTRIBUTION | D501005 ENCLOSED CIRCUIT BREAKERS | Enclosed Circuit Breaker | EA | EncolsedCircuitBreaker_Type=NQOD; | EncolsedCircuitBreaker_Voltage=120/208 V; | EncolsedCircuitBreaker_Amps=100;
21206 | D50 ELECTRICAL | D5010 ELECTRICAL SERVICE & DISTRIBUTION | D501005 ENCLOSED CIRCUIT BREAKERS | Enclosed Circuit Breaker | EA | EncolsedCircuitBreaker_Type=NQOD; | EncolsedCircuitBreaker_Voltage=120/240 V; | EncolsedCircuitBreaker_Amps=400;
21207 | D50 ELECTRICAL | D5010 ELECTRICAL SERVICE & DISTRIBUTION | D501005 ENCLOSED CIRCUIT BREAKERS | Enclosed Circuit Breaker | EA | EncolsedCircuitBreaker_Type=NQOD; | EncolsedCircuitBreaker_Voltage=120/240 V; | EncolsedCircuitBreaker_Amps=225;
21210 | D50 ELECTRICAL | D5010 ELECTRICAL SERVICE & DISTRIBUTION | D501005 ENCLOSED CIRCUIT BREAKERS | Enclosed Circuit Breaker | EA | EncolsedCircuitBreaker_Type=NQOD; | EncolsedCircuitBreaker_Voltage=120/240 V; | EncolsedCircuitBreaker_Amps=100;
42257 | D50 ELECTRICAL | D5010 ELECTRICAL SERVICE & DISTRIBUTION | D501005 ENCLOSED CIRCUIT BREAKERS | Enclosed Circuit Breaker | AMP | EncolsedCircuitBreaker_Type=Other;
43257 | D50 ELECTRICAL | D5010 ELECTRICAL SERVICE & DISTRIBUTION | D501005 ENCLOSED CIRCUIT BREAKERS | Enclosed Circuit Breaker | AMP | EncolsedCircuitBreaker_Type=Unknown;
21192 | D50 ELECTRICAL | D5010 ELECTRICAL SERVICE & DISTRIBUTION | D501006 MOTOR CONTROL CENTERS | Motor Control Center | EA |  |  | MCC_Size=Size 3; | MCC_HP=50; | MCC_Height=24;
21193 | D50 ELECTRICAL | D5010 ELECTRICAL SERVICE & DISTRIBUTION | D501006 MOTOR CONTROL CENTERS | Motor Control Center | EA |  |  | MCC_Size=Size 6; | MCC_HP=400; | MCC_Height=72;
21194 | D50 ELECTRICAL | D5010 ELECTRICAL SERVICE & DISTRIBUTION | D501006 MOTOR CONTROL CENTERS | Motor Control Center | EA |  |  | MCC_Size=Size 5; | MCC_HP=200; | MCC_Height=48;
21195 | D50 ELECTRICAL | D5010 ELECTRICAL SERVICE & DISTRIBUTION | D501006 MOTOR CONTROL CENTERS | Motor Control Center | EA |  |  | MCC_Size=Size 2; | MCC_HP=25; | MCC_Height=18;
21196 | D50 ELECTRICAL | D5010 ELECTRICAL SERVICE & DISTRIBUTION | D501006 MOTOR CONTROL CENTERS | Motor Control Center | EA |  |  | MCC_Size=Size 1; | MCC_HP=10; | MCC_Height=12;
21197 | D50 ELECTRICAL | D5010 ELECTRICAL SERVICE & DISTRIBUTION | D501006 MOTOR CONTROL CENTERS | Motor Control Center | EA |  |  | MCC_Size=Size 4; | MCC_HP=100; | MCC_Height=30;
21198 | D50 ELECTRICAL | D5010 ELECTRICAL SERVICE & DISTRIBUTION | D501006 MOTOR CONTROL CENTERS | Motor Control Center | EA |  |  | MCC_Size=Size 4; | MCC_HP=75; | MCC_Height=24;
21595 | D50 ELECTRICAL | D5010 ELECTRICAL SERVICE & DISTRIBUTION | D501006 MOTOR CONTROL CENTERS | Motor Control Center | EA
42258 | D50 ELECTRICAL | D5010 ELECTRICAL SERVICE & DISTRIBUTION | D501006 MOTOR CONTROL CENTERS | Motor Control Center | AMP
43258 | D50 ELECTRICAL | D5010 ELECTRICAL SERVICE & DISTRIBUTION | D501006 MOTOR CONTROL CENTERS | Motor Control Center | AMP
21218 | D50 ELECTRICAL | D5010 ELECTRICAL SERVICE & DISTRIBUTION | D501090 OTHER SERVICE AND DISTRIBUTION | Capacitor | EA |  |  | Capacitor_kVAR=25; | Capacitor_Voltage=600 V;
21219 | D50 ELECTRICAL | D5010 ELECTRICAL SERVICE & DISTRIBUTION | D501090 OTHER SERVICE AND DISTRIBUTION | Capacitor | EA |  |  | Capacitor_kVAR=2; | Capacitor_Voltage=600 V;
21220 | D50 ELECTRICAL | D5010 ELECTRICAL SERVICE & DISTRIBUTION | D501090 OTHER SERVICE AND DISTRIBUTION | Capacitor | EA |  |  | Capacitor_kVAR=30; | Capacitor_Voltage=480 V;
21221 | D50 ELECTRICAL | D5010 ELECTRICAL SERVICE & DISTRIBUTION | D501090 OTHER SERVICE AND DISTRIBUTION | Capacitor | EA |  |  | Capacitor_kVAR=40; | Capacitor_Voltage=480 V;
21222 | D50 ELECTRICAL | D5010 ELECTRICAL SERVICE & DISTRIBUTION | D501090 OTHER SERVICE AND DISTRIBUTION | Capacitor | EA |  |  | Capacitor_kVAR=15; | Capacitor_Voltage=480 V;
21223 | D50 ELECTRICAL | D5010 ELECTRICAL SERVICE & DISTRIBUTION | D501090 OTHER SERVICE AND DISTRIBUTION | Capacitor | EA |  |  | Capacitor_kVAR=1; | Capacitor_Voltage=600 V;
21224 | D50 ELECTRICAL | D5010 ELECTRICAL SERVICE & DISTRIBUTION | D501090 OTHER SERVICE AND DISTRIBUTION | Capacitor | EA |  |  | Capacitor_kVAR=20; | Capacitor_Voltage=480 V;
21225 | D50 ELECTRICAL | D5010 ELECTRICAL SERVICE & DISTRIBUTION | D501090 OTHER SERVICE AND DISTRIBUTION | Capacitor | EA |  |  | Capacitor_kVAR=5; | Capacitor_Voltage=600 V;
21226 | D50 ELECTRICAL | D5010 ELECTRICAL SERVICE & DISTRIBUTION | D501090 OTHER SERVICE AND DISTRIBUTION | Capacitor | EA |  |  | Capacitor_kVAR=7.5; | Capacitor_Voltage=600 V;
21227 | D50 ELECTRICAL | D5010 ELECTRICAL SERVICE & DISTRIBUTION | D501090 OTHER SERVICE AND DISTRIBUTION | Capacitor | EA |  |  | Capacitor_kVAR=10; | Capacitor_Voltage=600 V;
21228 | D50 ELECTRICAL | D5010 ELECTRICAL SERVICE & DISTRIBUTION | D501090 OTHER SERVICE AND DISTRIBUTION | Capacitor | EA |  |  | Capacitor_kVAR=20; | Capacitor_Voltage=600 V;
21229 | D50 ELECTRICAL | D5010 ELECTRICAL SERVICE & DISTRIBUTION | D501090 OTHER SERVICE AND DISTRIBUTION | Capacitor | EA |  |  | Capacitor_kVAR=35; | Capacitor_Voltage=600 V;
21230 | D50 ELECTRICAL | D5010 ELECTRICAL SERVICE & DISTRIBUTION | D501090 OTHER SERVICE AND DISTRIBUTION | Capacitor | EA |  |  | Capacitor_kVAR=50; | Capacitor_Voltage=600 V;
21231 | D50 ELECTRICAL | D5010 ELECTRICAL SERVICE & DISTRIBUTION | D501090 OTHER SERVICE AND DISTRIBUTION | Capacitor | EA |  |  | Capacitor_kVAR=15; | Capacitor_Voltage=600 V;
21232 | D50 ELECTRICAL | D5010 ELECTRICAL SERVICE & DISTRIBUTION | D501090 OTHER SERVICE AND DISTRIBUTION | Capacitor | EA |  |  | Capacitor_kVAR=7.5; | Capacitor_Voltage=240 V;
21233 | D50 ELECTRICAL | D5010 ELECTRICAL SERVICE & DISTRIBUTION | D501090 OTHER SERVICE AND DISTRIBUTION | Capacitor | EA |  |  | Capacitor_kVAR=10; | Capacitor_Voltage=480 V;
21234 | D50 ELECTRICAL | D5010 ELECTRICAL SERVICE & DISTRIBUTION | D501090 OTHER SERVICE AND DISTRIBUTION | Capacitor | EA |  |  | Capacitor_kVAR=50; | Capacitor_Voltage=480 V;
21235 | D50 ELECTRICAL | D5010 ELECTRICAL SERVICE & DISTRIBUTION | D501090 OTHER SERVICE AND DISTRIBUTION | Capacitor | EA |  |  | Capacitor_kVAR=0.5; | Capacitor_Voltage=240 V;
21236 | D50 ELECTRICAL | D5010 ELECTRICAL SERVICE & DISTRIBUTION | D501090 OTHER SERVICE AND DISTRIBUTION | Capacitor | EA |  |  | Capacitor_kVAR=1; | Capacitor_Voltage=240 V;
21237 | D50 ELECTRICAL | D5010 ELECTRICAL SERVICE & DISTRIBUTION | D501090 OTHER SERVICE AND DISTRIBUTION | Capacitor | EA |  |  | Capacitor_kVAR=5; | Capacitor_Voltage=240 V;
21238 | D50 ELECTRICAL | D5010 ELECTRICAL SERVICE & DISTRIBUTION | D501090 OTHER SERVICE AND DISTRIBUTION | Capacitor | EA |  |  | Capacitor_kVAR=10; | Capacitor_Voltage=240 V;
21239 | D50 ELECTRICAL | D5010 ELECTRICAL SERVICE & DISTRIBUTION | D501090 OTHER SERVICE AND DISTRIBUTION | Capacitor | EA |  |  | Capacitor_kVAR=15; | Capacitor_Voltage=240 V;
21240 | D50 ELECTRICAL | D5010 ELECTRICAL SERVICE & DISTRIBUTION | D501090 OTHER SERVICE AND DISTRIBUTION | Capacitor | EA |  |  | Capacitor_kVAR=20; | Capacitor_Voltage=240 V;
21241 | D50 ELECTRICAL | D5010 ELECTRICAL SERVICE & DISTRIBUTION | D501090 OTHER SERVICE AND DISTRIBUTION | Capacitor | EA |  |  | Capacitor_kVAR=25; | Capacitor_Voltage=240 V;
21242 | D50 ELECTRICAL | D5010 ELECTRICAL SERVICE & DISTRIBUTION | D501090 OTHER SERVICE AND DISTRIBUTION | Capacitor | EA |  |  | Capacitor_kVAR=1; | Capacitor_Voltage=480 V;
21243 | D50 ELECTRICAL | D5010 ELECTRICAL SERVICE & DISTRIBUTION | D501090 OTHER SERVICE AND DISTRIBUTION | Capacitor | EA |  |  | Capacitor_kVAR=2; | Capacitor_Voltage=480 V;
21244 | D50 ELECTRICAL | D5010 ELECTRICAL SERVICE & DISTRIBUTION | D501090 OTHER SERVICE AND DISTRIBUTION | Capacitor | EA |  |  | Capacitor_kVAR=5; | Capacitor_Voltage=480 V;
21245 | D50 ELECTRICAL | D5010 ELECTRICAL SERVICE & DISTRIBUTION | D501090 OTHER SERVICE AND DISTRIBUTION | Capacitor | EA |  |  | Capacitor_kVAR=7.5; | Capacitor_Voltage=480 V;
21246 | D50 ELECTRICAL | D5010 ELECTRICAL SERVICE & DISTRIBUTION | D501090 OTHER SERVICE AND DISTRIBUTION | Capacitor | EA |  |  | Capacitor_kVAR=2.5; | Capacitor_Voltage=240 V;
21597 | D50 ELECTRICAL | D5010 ELECTRICAL SERVICE & DISTRIBUTION | D501090 OTHER SERVICE AND DISTRIBUTION | Capacitor | EA
41259 | D50 ELECTRICAL | D5010 ELECTRICAL SERVICE & DISTRIBUTION | D501090 OTHER SERVICE AND DISTRIBUTION | Electrical Distribution System | EA | ElecDistSys_Type=General;
21598 | D50 ELECTRICAL | D5010 ELECTRICAL SERVICE & DISTRIBUTION | D501090 OTHER SERVICE AND DISTRIBUTION | Electrical Distribution System | EA | ElecDistSys_Type=Other;
43259 | D50 ELECTRICAL | D5010 ELECTRICAL SERVICE & DISTRIBUTION | D501090 OTHER SERVICE AND DISTRIBUTION | Electrical Distribution System | EA | ElecDistSys_Type=Unknown;
44183 | D50 ELECTRICAL | D5010 ELECTRICAL SERVICE & DISTRIBUTION | D501090 OTHER SERVICE AND DISTRIBUTION | Electrical Receptacle | EA | Receptacle_Type=GFCI;
44184 | D50 ELECTRICAL | D5010 ELECTRICAL SERVICE & DISTRIBUTION | D501090 OTHER SERVICE AND DISTRIBUTION | Electrical Service | LF | ElectricalService_Type=Direct Buried |  |  |  | ElectricalService_Other1=Direct Buried; | ElectricalService_Other2=Lateral;
44185 | D50 ELECTRICAL | D5010 ELECTRICAL SERVICE & DISTRIBUTION | D501090 OTHER SERVICE AND DISTRIBUTION | Electrical Service | LF | ElectricalService_Type=Ducted |  |  |  | ElectricalService_Other1=Ducted; | ElectricalService_Other2=Lateral;
44186 | D50 ELECTRICAL | D5010 ELECTRICAL SERVICE & DISTRIBUTION | D501090 OTHER SERVICE AND DISTRIBUTION | Electrical Service | LF | ElectricalService_Type=Overhead |  |  |  | ElectricalService_Other1=Overhead; | ElectricalService_Other2=Lateral;
21605 | D50 ELECTRICAL | D5020 LIGHTING & BRANCH WIRING | D502001 BRANCH WIRING | Branch Wiring | SF | BranchWiring_Type=General;
42260 | D50 ELECTRICAL | D5020 LIGHTING & BRANCH WIRING | D502001 BRANCH WIRING | Branch Wiring | SF | BranchWiring_Type=Other;
43260 | D50 ELECTRICAL | D5020 LIGHTING & BRANCH WIRING | D502001 BRANCH WIRING | Branch Wiring | SF | BranchWiring_Type=Unknown;
21602 | D50 ELECTRICAL | D5020 LIGHTING & BRANCH WIRING | D502002 LIGHTING EQUIPMENT | Exit Light Fixture | EA
21601 | D50 ELECTRICAL | D5020 LIGHTING & BRANCH WIRING | D502002 LIGHTING EQUIPMENT | Exterior Light Fixture | EA
21253 | D50 ELECTRICAL | D5020 LIGHTING & BRANCH WIRING | D502002 LIGHTING EQUIPMENT | Exterior Light Fixture | EA | ExtLightFixture_Type=High Pressure Sodium; | ExtLightFixture_Mount=Wall Mount; | ExtLightFixture_Watts=70;
21257 | D50 ELECTRICAL | D5020 LIGHTING & BRANCH WIRING | D502002 LIGHTING EQUIPMENT | Exterior Light Fixture | EA | ExtLightFixture_Type=High Pressure Sodium; | ExtLightFixture_Mount=Wall Mount; | ExtLightFixture_Watts=150;
21254 | D50 ELECTRICAL | D5020 LIGHTING & BRANCH WIRING | D502002 LIGHTING EQUIPMENT | Exterior Light Fixture | EA | ExtLightFixture_Type=Incandescent; | ExtLightFixture_Mount=Wall Mount; | ExtLightFixture_Watts=100;
44228 | D50 ELECTRICAL | D5020 LIGHTING & BRANCH WIRING | D502002 LIGHTING EQUIPMENT | Exterior Light Fixture | EA | ExtLightFixture_Type=LED
21258 | D50 ELECTRICAL | D5020 LIGHTING & BRANCH WIRING | D502002 LIGHTING EQUIPMENT | Exterior Light Fixture | EA | ExtLightFixture_Type=Low Pressure Sodium; | ExtLightFixture_Mount=Wall Mount; | ExtLightFixture_Watts=35;
21261 | D50 ELECTRICAL | D5020 LIGHTING & BRANCH WIRING | D502002 LIGHTING EQUIPMENT | Exterior Light Fixture | EA | ExtLightFixture_Type=Low Pressure Sodium; | ExtLightFixture_Mount=Wall Mount; | ExtLightFixture_Watts=55;
21255 | D50 ELECTRICAL | D5020 LIGHTING & BRANCH WIRING | D502002 LIGHTING EQUIPMENT | Exterior Light Fixture | EA | ExtLightFixture_Type=Metal Halide; | ExtLightFixture_Mount=Wall Mount; | ExtLightFixture_Watts=250;
21256 | D50 ELECTRICAL | D5020 LIGHTING & BRANCH WIRING | D502002 LIGHTING EQUIPMENT | Exterior Light Fixture | EA | ExtLightFixture_Type=Metal Halide; | ExtLightFixture_Mount=Wall Mount; | ExtLightFixture_Watts=175;
60103 | D50 ELECTRICAL | D5020 LIGHTING & BRANCH WIRING | D502002 LIGHTING EQUIPMENT | Exterior Light Fixture | EA | ExtLightFixture_Type=Obstruction (Beacon) Lights;
21259 | D50 ELECTRICAL | D5020 LIGHTING & BRANCH WIRING | D502002 LIGHTING EQUIPMENT | Exterior Light Fixture | EA | ExtLightFixture_Type=Quartz; | ExtLightFixture_Mount=Wall Mount; | ExtLightFixture_Watts=1500;
21260 | D50 ELECTRICAL | D5020 LIGHTING & BRANCH WIRING | D502002 LIGHTING EQUIPMENT | Exterior Light Fixture | EA | ExtLightFixture_Type=Quartz; | ExtLightFixture_Mount=Wall Mount; | ExtLightFixture_Watts=500;
21606 | D50 ELECTRICAL | D5020 LIGHTING & BRANCH WIRING | D502002 LIGHTING EQUIPMENT | Interior Light Fixture | EA |  |  |  |  | LightFixture_Subtype=Explosion Proof;
21266 | D50 ELECTRICAL | D5020 LIGHTING & BRANCH WIRING | D502002 LIGHTING EQUIPMENT | Interior Light Fixture | EA | LightFixture_Type=Fluorecent; | LightFixture_Mount=Strip Fixture; |  |  | LightFixture_Subtype=Type A;
21267 | D50 ELECTRICAL | D5020 LIGHTING & BRANCH WIRING | D502002 LIGHTING EQUIPMENT | Interior Light Fixture | EA | LightFixture_Type=Fluorecent; | LightFixture_Mount=Surface Mount; |  |  | LightFixture_Subtype=Type B;
21268 | D50 ELECTRICAL | D5020 LIGHTING & BRANCH WIRING | D502002 LIGHTING EQUIPMENT | Interior Light Fixture | EA | LightFixture_Type=Fluorecent; | LightFixture_Mount=Recessed; |  |  | LightFixture_Subtype=Type C;
21269 | D50 ELECTRICAL | D5020 LIGHTING & BRANCH WIRING | D502002 LIGHTING EQUIPMENT | Interior Light Fixture | EA | LightFixture_Type=Fluorecent; | LightFixture_Mount=Pendent Mount; |  |  | LightFixture_Subtype=Type D;
21604 | D50 ELECTRICAL | D5020 LIGHTING & BRANCH WIRING | D502002 LIGHTING EQUIPMENT | Interior Light Fixture | EA | LightFixture_Type=Fluorecent;
44042 | D50 ELECTRICAL | D5020 LIGHTING & BRANCH WIRING | D502002 LIGHTING EQUIPMENT | Interior Light Fixture | EA | LightFixture_Type=Fluorecent; |  | LightFixture_Size=1; |  | LightFixture_Subtype=T8;
44043 | D50 ELECTRICAL | D5020 LIGHTING & BRANCH WIRING | D502002 LIGHTING EQUIPMENT | Interior Light Fixture | EA | LightFixture_Type=Fluorecent; |  | LightFixture_Size=2; |  | LightFixture_Subtype=T8;
44044 | D50 ELECTRICAL | D5020 LIGHTING & BRANCH WIRING | D502002 LIGHTING EQUIPMENT | Interior Light Fixture | EA | LightFixture_Type=Fluorecent; |  | LightFixture_Size=3; |  | LightFixture_Subtype=T8;
44045 | D50 ELECTRICAL | D5020 LIGHTING & BRANCH WIRING | D502002 LIGHTING EQUIPMENT | Interior Light Fixture | EA | LightFixture_Type=Fluorecent; |  | LightFixture_Size=4; |  | LightFixture_Subtype=T8;
44046 | D50 ELECTRICAL | D5020 LIGHTING & BRANCH WIRING | D502002 LIGHTING EQUIPMENT | Interior Light Fixture | EA | LightFixture_Type=Fluorecent; |  | LightFixture_Size=1; |  | LightFixture_Subtype=T12;
44047 | D50 ELECTRICAL | D5020 LIGHTING & BRANCH WIRING | D502002 LIGHTING EQUIPMENT | Interior Light Fixture | EA | LightFixture_Type=Fluorecent; |  | LightFixture_Size=2; |  | LightFixture_Subtype=T12;
44048 | D50 ELECTRICAL | D5020 LIGHTING & BRANCH WIRING | D502002 LIGHTING EQUIPMENT | Interior Light Fixture | EA | LightFixture_Type=Fluorecent; |  | LightFixture_Size=3; |  | LightFixture_Subtype=T12;
44049 | D50 ELECTRICAL | D5020 LIGHTING & BRANCH WIRING | D502002 LIGHTING EQUIPMENT | Interior Light Fixture | EA | LightFixture_Type=Fluorecent; |  | LightFixture_Size=4; |  | LightFixture_Subtype=T12;
44050 | D50 ELECTRICAL | D5020 LIGHTING & BRANCH WIRING | D502002 LIGHTING EQUIPMENT | Interior Light Fixture | EA | LightFixture_Type=Fluorecent; |  | LightFixture_Size=4; |  | LightFixture_Subtype=T8 HO;
44051 | D50 ELECTRICAL | D5020 LIGHTING & BRANCH WIRING | D502002 LIGHTING EQUIPMENT | Interior Light Fixture | EA | LightFixture_Type=Fluorecent; |  | LightFixture_Size=6; |  | LightFixture_Subtype=T8 HO;
44052 | D50 ELECTRICAL | D5020 LIGHTING & BRANCH WIRING | D502002 LIGHTING EQUIPMENT | Interior Light Fixture | EA | LightFixture_Type=Fluorecent; |  | LightFixture_Size=4; |  | LightFixture_Subtype=T5 HO;
44053 | D50 ELECTRICAL | D5020 LIGHTING & BRANCH WIRING | D502002 LIGHTING EQUIPMENT | Interior Light Fixture | EA | LightFixture_Type=Fluorecent; |  | LightFixture_Size=6; |  | LightFixture_Subtype=T5 HO;
21271 | D50 ELECTRICAL | D5020 LIGHTING & BRANCH WIRING | D502002 LIGHTING EQUIPMENT | Interior Light Fixture | EA | LightFixture_Type=Fluorescent; | LightFixture_Mount=Ceiling Mount; | LightFixture_Size=40; |  | LightFixture_Subtype=Explosion Proof;
21272 | D50 ELECTRICAL | D5020 LIGHTING & BRANCH WIRING | D502002 LIGHTING EQUIPMENT | Interior Light Fixture | EA | LightFixture_Type=Fluorescent; | LightFixture_Mount=Ceiling Mount; | LightFixture_Size=40; |  | LightFixture_Subtype=Explosion Proof;
21273 | D50 ELECTRICAL | D5020 LIGHTING & BRANCH WIRING | D502002 LIGHTING EQUIPMENT | Interior Light Fixture | EA | LightFixture_Type=Fluorescent; | LightFixture_Mount=Ceiling Mount; | LightFixture_Size=40; |  | LightFixture_Subtype=Explosion Proof;
41261 | D50 ELECTRICAL | D5020 LIGHTING & BRANCH WIRING | D502002 LIGHTING EQUIPMENT | Interior Light Fixture | SF | LightFixture_Type=General;
21247 | D50 ELECTRICAL | D5020 LIGHTING & BRANCH WIRING | D502002 LIGHTING EQUIPMENT | Interior Light Fixture | EA | LightFixture_Type=High Intensity; |  | LightFixture_Size=400; |  | LightFixture_Subtype=Type B;
21248 | D50 ELECTRICAL | D5020 LIGHTING & BRANCH WIRING | D502002 LIGHTING EQUIPMENT | Interior Light Fixture | EA | LightFixture_Type=High Intensity; |  | LightFixture_Size=250; |  | LightFixture_Subtype=Type J;
21249 | D50 ELECTRICAL | D5020 LIGHTING & BRANCH WIRING | D502002 LIGHTING EQUIPMENT | Interior Light Fixture | EA | LightFixture_Type=High Intensity; |  | LightFixture_Size=400; |  | LightFixture_Subtype=Type C;
21250 | D50 ELECTRICAL | D5020 LIGHTING & BRANCH WIRING | D502002 LIGHTING EQUIPMENT | Interior Light Fixture | EA | LightFixture_Type=High Intensity; |  | LightFixture_Size=150; |  | LightFixture_Subtype=Type K;
21251 | D50 ELECTRICAL | D5020 LIGHTING & BRANCH WIRING | D502002 LIGHTING EQUIPMENT | Interior Light Fixture | EA | LightFixture_Type=High Intensity; |  | LightFixture_Size=1000; |  | LightFixture_Subtype=Type F;
21252 | D50 ELECTRICAL | D5020 LIGHTING & BRANCH WIRING | D502002 LIGHTING EQUIPMENT | Interior Light Fixture | EA | LightFixture_Type=High Intensity; |  | LightFixture_Size=1000; |  | LightFixture_Subtype=Type G;
21599 | D50 ELECTRICAL | D5020 LIGHTING & BRANCH WIRING | D502002 LIGHTING EQUIPMENT | Interior Light Fixture | EA | LightFixture_Type=High Intensity;
21274 | D50 ELECTRICAL | D5020 LIGHTING & BRANCH WIRING | D502002 LIGHTING EQUIPMENT | Interior Light Fixture | EA | LightFixture_Type=High Pressure Sodium; | LightFixture_Mount=Pendent Mount; | LightFixture_Size=100; |  | LightFixture_Subtype=Explosion Proof;
21262 | D50 ELECTRICAL | D5020 LIGHTING & BRANCH WIRING | D502002 LIGHTING EQUIPMENT | Interior Light Fixture | EA | LightFixture_Type=Incandescent; | LightFixture_Mount=Recessed; | LightFixture_Size=150; |  | LightFixture_Subtype=Type A;
21263 | D50 ELECTRICAL | D5020 LIGHTING & BRANCH WIRING | D502002 LIGHTING EQUIPMENT | Interior Light Fixture | EA | LightFixture_Type=Incandescent; | LightFixture_Mount=Recessed; | LightFixture_Size=150; |  | LightFixture_Subtype=Type D;
21264 | D50 ELECTRICAL | D5020 LIGHTING & BRANCH WIRING | D502002 LIGHTING EQUIPMENT | Interior Light Fixture | EA | LightFixture_Type=Incandescent; | LightFixture_Mount=Recessed; | LightFixture_Size=150; |  | LightFixture_Subtype=Type B;
21265 | D50 ELECTRICAL | D5020 LIGHTING & BRANCH WIRING | D502002 LIGHTING EQUIPMENT | Interior Light Fixture | EA | LightFixture_Type=Incandescent; | LightFixture_Mount=Recessed; | LightFixture_Size=150; |  | LightFixture_Subtype=Type C;
21275 | D50 ELECTRICAL | D5020 LIGHTING & BRANCH WIRING | D502002 LIGHTING EQUIPMENT | Interior Light Fixture | EA | LightFixture_Type=Incandescent; | LightFixture_Mount=Ceiling Mount; | LightFixture_Size=200; |  | LightFixture_Subtype=Explosion Proof;
21603 | D50 ELECTRICAL | D5020 LIGHTING & BRANCH WIRING | D502002 LIGHTING EQUIPMENT | Interior Light Fixture | EA | LightFixture_Type=Incandescent;
40292 | D50 ELECTRICAL | D5020 LIGHTING & BRANCH WIRING | D502002 LIGHTING EQUIPMENT | Interior Light Fixture | EA | LightFixture_Type=LED;
21270 | D50 ELECTRICAL | D5020 LIGHTING & BRANCH WIRING | D502002 LIGHTING EQUIPMENT | Interior Light Fixture | EA | LightFixture_Type=Metal Halide; | LightFixture_Mount=Pendent Mount; | LightFixture_Size=200; |  | LightFixture_Subtype=Explosion Proof;
42261 | D50 ELECTRICAL | D5020 LIGHTING & BRANCH WIRING | D502002 LIGHTING EQUIPMENT | Interior Light Fixture | SF | LightFixture_Type=Other;
44187 | D50 ELECTRICAL | D5020 LIGHTING & BRANCH WIRING | D502002 LIGHTING EQUIPMENT | Interior Light Fixture | LF | LightFixture_Type=Rope Light;
43261 | D50 ELECTRICAL | D5020 LIGHTING & BRANCH WIRING | D502002 LIGHTING EQUIPMENT | Interior Light Fixture | SF | LightFixture_Type=Unknown;
41262 | D50 ELECTRICAL | D5020 LIGHTING & BRANCH WIRING | D502090 OTHER LIGHTING AND BRANCH WIRING | Lighting System | EA | LightingSystem_Type=General;
21600 | D50 ELECTRICAL | D5020 LIGHTING & BRANCH WIRING | D502090 OTHER LIGHTING AND BRANCH WIRING | Lighting System | EA | LightingSystem_Type=Other;
43262 | D50 ELECTRICAL | D5020 LIGHTING & BRANCH WIRING | D502090 OTHER LIGHTING AND BRANCH WIRING | Lighting System | EA | LightingSystem_Type=Unknown;
44188 | D50 ELECTRICAL | D5030 COMMUNICATIONS & SECURITY | D503001 TELECOMMUNICATIONS SYSTEMS | Communication System | LF | ComSystem_Type=Direct Buried Telecommunications Service Lateral;
44189 | D50 ELECTRICAL | D5030 COMMUNICATIONS & SECURITY | D503001 TELECOMMUNICATIONS SYSTEMS | Communication System | LF | ComSystem_Type=Ducted Telecommunications Service Lateral;
44190 | D50 ELECTRICAL | D5030 COMMUNICATIONS & SECURITY | D503001 TELECOMMUNICATIONS SYSTEMS | Communication System | LF | ComSystem_Type=Overhead Telecommunications Service Lateral;
41263 | D50 ELECTRICAL | D5030 COMMUNICATIONS & SECURITY | D503001 TELECOMMUNICATIONS SYSTEMS | Communication System | EA | ComSystem_Type=Telecom System; | ComSystem_Subtype=General;
42263 | D50 ELECTRICAL | D5030 COMMUNICATIONS & SECURITY | D503001 TELECOMMUNICATIONS SYSTEMS | Communication System | EA | ComSystem_Type=Telecom System; | ComSystem_Subtype=Other;
43263 | D50 ELECTRICAL | D5030 COMMUNICATIONS & SECURITY | D503001 TELECOMMUNICATIONS SYSTEMS | Communication System | EA | ComSystem_Type=Telecom System; | ComSystem_Subtype=Unknown;
21284 | D50 ELECTRICAL | D5030 COMMUNICATIONS & SECURITY | D503002 PUBLIC ADDRESS SYSTEMS | Communication System | EA | ComSystem_Type=Public Address System; |  | ComSystem_Outlets=100;
21285 | D50 ELECTRICAL | D5030 COMMUNICATIONS & SECURITY | D503002 PUBLIC ADDRESS SYSTEMS | Communication System | EA | ComSystem_Type=Public Address System; |  | ComSystem_Outlets=30;
21286 | D50 ELECTRICAL | D5030 COMMUNICATIONS & SECURITY | D503002 PUBLIC ADDRESS SYSTEMS | Communication System | EA | ComSystem_Type=Public Address System; |  | ComSystem_Outlets=12;
21287 | D50 ELECTRICAL | D5030 COMMUNICATIONS & SECURITY | D503002 PUBLIC ADDRESS SYSTEMS | Communication System | EA | ComSystem_Type=Public Address System; |  | ComSystem_Outlets=6;
41264 | D50 ELECTRICAL | D5030 COMMUNICATIONS & SECURITY | D503002 PUBLIC ADDRESS SYSTEMS | Communication System | SF | ComSystem_Type=Public Address System; |  | ComSystem_Outlets=General;
42264 | D50 ELECTRICAL | D5030 COMMUNICATIONS & SECURITY | D503002 PUBLIC ADDRESS SYSTEMS | Communication System | SF | ComSystem_Type=Public Address System; |  | ComSystem_Outlets=Other;
43264 | D50 ELECTRICAL | D5030 COMMUNICATIONS & SECURITY | D503002 PUBLIC ADDRESS SYSTEMS | Communication System | SF | ComSystem_Type=Public Address System; |  | ComSystem_Outlets=Unknown;
21276 | D50 ELECTRICAL | D5030 COMMUNICATIONS & SECURITY | D503003 INTERCOMMUNICATIONS SYSTEMS | Communication System | EA | ComSystem_Type=Intercom System; |  | ComSystem_Outlets=50;
21277 | D50 ELECTRICAL | D5030 COMMUNICATIONS & SECURITY | D503003 INTERCOMMUNICATIONS SYSTEMS | Communication System | EA | ComSystem_Type=Intercom System; |  | ComSystem_Outlets=100;
21278 | D50 ELECTRICAL | D5030 COMMUNICATIONS & SECURITY | D503003 INTERCOMMUNICATIONS SYSTEMS | Communication System | EA | ComSystem_Type=Intercom System; |  | ComSystem_Outlets=25;
21279 | D50 ELECTRICAL | D5030 COMMUNICATIONS & SECURITY | D503003 INTERCOMMUNICATIONS SYSTEMS | Communication System | EA | ComSystem_Type=Intercom System; |  | ComSystem_Outlets=12;
21280 | D50 ELECTRICAL | D5030 COMMUNICATIONS & SECURITY | D503003 INTERCOMMUNICATIONS SYSTEMS | Communication System | EA | ComSystem_Type=Intercom System; |  | ComSystem_Outlets=6;
41265 | D50 ELECTRICAL | D5030 COMMUNICATIONS & SECURITY | D503003 INTERCOMMUNICATIONS SYSTEMS | Communication System | EA | ComSystem_Type=Intercom System; |  | ComSystem_Outlets=General;
42265 | D50 ELECTRICAL | D5030 COMMUNICATIONS & SECURITY | D503003 INTERCOMMUNICATIONS SYSTEMS | Communication System | EA | ComSystem_Type=Intercom System; |  | ComSystem_Outlets=Other;
43265 | D50 ELECTRICAL | D5030 COMMUNICATIONS & SECURITY | D503003 INTERCOMMUNICATIONS SYSTEMS | Communication System | EA | ComSystem_Type=Intercom System; |  | ComSystem_Outlets=Unknown;
44191 | D50 ELECTRICAL | D5030 COMMUNICATIONS & SECURITY | D503004 TELEVISION SYSTEMS | Communication System | LF | ComSystem_Type=Direct Buried Cable Television Service Lateral;
44192 | D50 ELECTRICAL | D5030 COMMUNICATIONS & SECURITY | D503004 TELEVISION SYSTEMS | Communication System | LF | ComSystem_Type=Ducted Cable Television Service Lateral;
44193 | D50 ELECTRICAL | D5030 COMMUNICATIONS & SECURITY | D503004 TELEVISION SYSTEMS | Communication System | LF | ComSystem_Type=Overhead Cable Television Service Lateral;
41266 | D50 ELECTRICAL | D5030 COMMUNICATIONS & SECURITY | D503004 TELEVISION SYSTEMS | Communication System | EA | ComSystem_Type=TV System;
42266 | D50 ELECTRICAL | D5030 COMMUNICATIONS & SECURITY | D503004 TELEVISION SYSTEMS | Communication System | EA | ComSystem_Type=TV System;
43266 | D50 ELECTRICAL | D5030 COMMUNICATIONS & SECURITY | D503004 TELEVISION SYSTEMS | Communication System | EA | ComSystem_Type=TV System;
41267 | D50 ELECTRICAL | D5030 COMMUNICATIONS & SECURITY | D503005 SECURITY SYSTEMS | Security System | EA | SecuritySystem_Type=General;
42267 | D50 ELECTRICAL | D5030 COMMUNICATIONS & SECURITY | D503005 SECURITY SYSTEMS | Security System | EA | SecuritySystem_Type=Other;
43267 | D50 ELECTRICAL | D5030 COMMUNICATIONS & SECURITY | D503005 SECURITY SYSTEMS | Security System | EA | SecuritySystem_Type=Unknown;
60054 | D50 ELECTRICAL | D5030 COMMUNICATIONS & SECURITY | D503006 NURSE CALL SYSTEMS | Communication System | EA | ComSystem_Type=Duress Alarm Annunciator;
41268 | D50 ELECTRICAL | D5030 COMMUNICATIONS & SECURITY | D503006 NURSE CALL SYSTEMS | Communication System | EA | ComSystem_Type=Nurse Call System;
42268 | D50 ELECTRICAL | D5030 COMMUNICATIONS & SECURITY | D503006 NURSE CALL SYSTEMS | Communication System | EA | ComSystem_Type=Nurse Call System;
43268 | D50 ELECTRICAL | D5030 COMMUNICATIONS & SECURITY | D503006 NURSE CALL SYSTEMS | Communication System | EA | ComSystem_Type=Nurse Call System;
41269 | D50 ELECTRICAL | D5030 COMMUNICATIONS & SECURITY | D503007 CLOCK & PROGRAM SYSTEMS | Communication System | EA | ComSystem_Type=Clock System;
42269 | D50 ELECTRICAL | D5030 COMMUNICATIONS & SECURITY | D503007 CLOCK & PROGRAM SYSTEMS | Communication System | EA | ComSystem_Type=Clock System;
43269 | D50 ELECTRICAL | D5030 COMMUNICATIONS & SECURITY | D503007 CLOCK & PROGRAM SYSTEMS | Communication System | EA | ComSystem_Type=Clock System;
60200 | D50 ELECTRICAL | D5030 COMMUNICATIONS & SECURITY | D503090 OTHER COMMUNICATIONS & ALARM SYSTEMS | Communication System | EA | ComSystem_Type=Alert Lights;
21607 | D50 ELECTRICAL | D5030 COMMUNICATIONS & SECURITY | D503090 OTHER COMMUNICATIONS & ALARM SYSTEMS | Communication System | EA | ComSystem_Type=General;
60201 | D50 ELECTRICAL | D5030 COMMUNICATIONS & SECURITY | D503090 OTHER COMMUNICATIONS & ALARM SYSTEMS | Communication System | EA | ComSystem_Type=Occupancy Lights;
21608 | D50 ELECTRICAL | D5030 COMMUNICATIONS & SECURITY | D503090 OTHER COMMUNICATIONS & ALARM SYSTEMS | Communication System | EA | ComSystem_Type=Other;
60202 | D50 ELECTRICAL | D5030 COMMUNICATIONS & SECURITY | D503090 OTHER COMMUNICATIONS & ALARM SYSTEMS | Communication System | EA | ComSystem_Type=Panic Light;
43270 | D50 ELECTRICAL | D5030 COMMUNICATIONS & SECURITY | D503090 OTHER COMMUNICATIONS & ALARM SYSTEMS | Communication System | EA | ComSystem_Type=Unknown;
60203 | D50 ELECTRICAL | D5030 COMMUNICATIONS & SECURITY | D503090 OTHER COMMUNICATIONS & ALARM SYSTEMS | Communication System | EA | ComSystem_Type=Voice Evacuation System;
21319 | D50 ELECTRICAL | D5090 OTHER ELECTRICAL SERVICES | D509002 EMERGENCY LIGHTING & POWER | Emergency Light Fixture | EA |  | EmergencyFixture_BatteryType=Lead;
21321 | D50 ELECTRICAL | D5090 OTHER ELECTRICAL SERVICES | D509002 EMERGENCY LIGHTING & POWER | Emergency Light Fixture | EA |  | EmergencyFixture_BatteryType=Nickel Cadmium;
21610 | D50 ELECTRICAL | D5090 OTHER ELECTRICAL SERVICES | D509002 EMERGENCY LIGHTING & POWER | Emergency Light Fixture | EA
21320 | D50 ELECTRICAL | D5090 OTHER ELECTRICAL SERVICES | D509002 EMERGENCY LIGHTING & POWER | Emergency Light Fixture | EA | EmergengyFixture_Type=Fluorecent;
41272 | D50 ELECTRICAL | D5090 OTHER ELECTRICAL SERVICES | D509002 EMERGENCY LIGHTING & POWER | Emergency Power System | SF | EmerPowerSys_Type=General;
42272 | D50 ELECTRICAL | D5090 OTHER ELECTRICAL SERVICES | D509002 EMERGENCY LIGHTING & POWER | Emergency Power System | SF | EmerPowerSys_Type=Other;
43272 | D50 ELECTRICAL | D5090 OTHER ELECTRICAL SERVICES | D509002 EMERGENCY LIGHTING & POWER | Emergency Power System | SF | EmerPowerSys_Type=Unknown;
21609 | D50 ELECTRICAL | D5090 OTHER ELECTRICAL SERVICES | D509002 EMERGENCY LIGHTING & POWER | Generator | EA
21289 | D50 ELECTRICAL | D5090 OTHER ELECTRICAL SERVICES | D509002 EMERGENCY LIGHTING & POWER | Generator | EA | Generator_Fuel=Diesel; |  | Generator_KW=750;
21290 | D50 ELECTRICAL | D5090 OTHER ELECTRICAL SERVICES | D509002 EMERGENCY LIGHTING & POWER | Generator | EA | Generator_Fuel=Diesel; |  | Generator_KW=175;
21291 | D50 ELECTRICAL | D5090 OTHER ELECTRICAL SERVICES | D509002 EMERGENCY LIGHTING & POWER | Generator | EA | Generator_Fuel=Diesel; |  | Generator_KW=200;
21292 | D50 ELECTRICAL | D5090 OTHER ELECTRICAL SERVICES | D509002 EMERGENCY LIGHTING & POWER | Generator | EA | Generator_Fuel=Diesel; |  | Generator_KW=250;
21293 | D50 ELECTRICAL | D5090 OTHER ELECTRICAL SERVICES | D509002 EMERGENCY LIGHTING & POWER | Generator | EA | Generator_Fuel=Diesel; |  | Generator_KW=275;
21294 | D50 ELECTRICAL | D5090 OTHER ELECTRICAL SERVICES | D509002 EMERGENCY LIGHTING & POWER | Generator | EA | Generator_Fuel=Diesel; |  | Generator_KW=300;
21295 | D50 ELECTRICAL | D5090 OTHER ELECTRICAL SERVICES | D509002 EMERGENCY LIGHTING & POWER | Generator | EA | Generator_Fuel=Diesel; |  | Generator_KW=350;
21296 | D50 ELECTRICAL | D5090 OTHER ELECTRICAL SERVICES | D509002 EMERGENCY LIGHTING & POWER | Generator | EA | Generator_Fuel=Diesel; |  | Generator_KW=400;
21297 | D50 ELECTRICAL | D5090 OTHER ELECTRICAL SERVICES | D509002 EMERGENCY LIGHTING & POWER | Generator | EA | Generator_Fuel=Diesel; |  | Generator_KW=500;
21298 | D50 ELECTRICAL | D5090 OTHER ELECTRICAL SERVICES | D509002 EMERGENCY LIGHTING & POWER | Generator | EA | Generator_Fuel=Diesel; |  | Generator_KW=900;
21299 | D50 ELECTRICAL | D5090 OTHER ELECTRICAL SERVICES | D509002 EMERGENCY LIGHTING & POWER | Generator | EA | Generator_Fuel=Diesel; |  | Generator_KW=650;
21300 | D50 ELECTRICAL | D5090 OTHER ELECTRICAL SERVICES | D509002 EMERGENCY LIGHTING & POWER | Generator | EA | Generator_Fuel=Diesel; |  | Generator_KW=800;
21301 | D50 ELECTRICAL | D5090 OTHER ELECTRICAL SERVICES | D509002 EMERGENCY LIGHTING & POWER | Generator | EA | Generator_Fuel=Diesel; |  | Generator_KW=1000;
21302 | D50 ELECTRICAL | D5090 OTHER ELECTRICAL SERVICES | D509002 EMERGENCY LIGHTING & POWER | Generator | EA | Generator_Fuel=Diesel; |  | Generator_KW=150;
21303 | D50 ELECTRICAL | D5090 OTHER ELECTRICAL SERVICES | D509002 EMERGENCY LIGHTING & POWER | Generator | EA | Generator_Fuel=Diesel; |  | Generator_KW=600;
21306 | D50 ELECTRICAL | D5090 OTHER ELECTRICAL SERVICES | D509002 EMERGENCY LIGHTING & POWER | Generator | EA | Generator_Fuel=Diesel; |  | Generator_KW=125;
21312 | D50 ELECTRICAL | D5090 OTHER ELECTRICAL SERVICES | D509002 EMERGENCY LIGHTING & POWER | Generator | EA | Generator_Fuel=Diesel; |  | Generator_KW=30;
21313 | D50 ELECTRICAL | D5090 OTHER ELECTRICAL SERVICES | D509002 EMERGENCY LIGHTING & POWER | Generator | EA | Generator_Fuel=Diesel; |  | Generator_KW=50;
21314 | D50 ELECTRICAL | D5090 OTHER ELECTRICAL SERVICES | D509002 EMERGENCY LIGHTING & POWER | Generator | EA | Generator_Fuel=Diesel; |  | Generator_KW=100;
21315 | D50 ELECTRICAL | D5090 OTHER ELECTRICAL SERVICES | D509002 EMERGENCY LIGHTING & POWER | Generator | EA | Generator_Fuel=Diesel; |  | Generator_KW=60;
21316 | D50 ELECTRICAL | D5090 OTHER ELECTRICAL SERVICES | D509002 EMERGENCY LIGHTING & POWER | Generator | EA | Generator_Fuel=Diesel; |  | Generator_KW=75;
21304 | D50 ELECTRICAL | D5090 OTHER ELECTRICAL SERVICES | D509002 EMERGENCY LIGHTING & POWER | Generator | EA | Generator_Fuel=Gas; |  | Generator_KW=35;
21305 | D50 ELECTRICAL | D5090 OTHER ELECTRICAL SERVICES | D509002 EMERGENCY LIGHTING & POWER | Generator | EA | Generator_Fuel=Gas; |  | Generator_KW=11.5;
21307 | D50 ELECTRICAL | D5090 OTHER ELECTRICAL SERVICES | D509002 EMERGENCY LIGHTING & POWER | Generator | EA | Generator_Fuel=Gas; |  | Generator_KW=20;
21308 | D50 ELECTRICAL | D5090 OTHER ELECTRICAL SERVICES | D509002 EMERGENCY LIGHTING & POWER | Generator | EA | Generator_Fuel=Gas; |  | Generator_KW=60;
21309 | D50 ELECTRICAL | D5090 OTHER ELECTRICAL SERVICES | D509002 EMERGENCY LIGHTING & POWER | Generator | EA | Generator_Fuel=Gas; |  | Generator_KW=80;
21310 | D50 ELECTRICAL | D5090 OTHER ELECTRICAL SERVICES | D509002 EMERGENCY LIGHTING & POWER | Generator | EA | Generator_Fuel=Gas; |  | Generator_KW=100;
21311 | D50 ELECTRICAL | D5090 OTHER ELECTRICAL SERVICES | D509002 EMERGENCY LIGHTING & POWER | Generator | EA | Generator_Fuel=Gas; |  | Generator_KW=185;
21317 | D50 ELECTRICAL | D5090 OTHER ELECTRICAL SERVICES | D509002 EMERGENCY LIGHTING & POWER | Generator | EA | Generator_Fuel=Gas; |  | Generator_KW=125;
21318 | D50 ELECTRICAL | D5090 OTHER ELECTRICAL SERVICES | D509002 EMERGENCY LIGHTING & POWER | Generator | EA | Generator_Fuel=Gas; |  | Generator_KW=7.5;
21322 | D50 ELECTRICAL | D5090 OTHER ELECTRICAL SERVICES | D509002 EMERGENCY LIGHTING & POWER | Uninteruptible Power Supply | EA |  |  | UPS_kVA=10;
21323 | D50 ELECTRICAL | D5090 OTHER ELECTRICAL SERVICES | D509002 EMERGENCY LIGHTING & POWER | Uninteruptible Power Supply | EA |  |  | UPS_kVA=7.5;
21324 | D50 ELECTRICAL | D5090 OTHER ELECTRICAL SERVICES | D509002 EMERGENCY LIGHTING & POWER | Uninteruptible Power Supply | EA |  |  | UPS_kVA=3;
21325 | D50 ELECTRICAL | D5090 OTHER ELECTRICAL SERVICES | D509002 EMERGENCY LIGHTING & POWER | Uninteruptible Power Supply | EA |  |  | UPS_kVA=5;
21326 | D50 ELECTRICAL | D5090 OTHER ELECTRICAL SERVICES | D509002 EMERGENCY LIGHTING & POWER | Uninteruptible Power Supply | EA |  |  | UPS_kVA=0.75;
21327 | D50 ELECTRICAL | D5090 OTHER ELECTRICAL SERVICES | D509002 EMERGENCY LIGHTING & POWER | Uninteruptible Power Supply | EA |  |  | UPS_kVA=15;
21328 | D50 ELECTRICAL | D5090 OTHER ELECTRICAL SERVICES | D509002 EMERGENCY LIGHTING & POWER | Uninteruptible Power Supply | EA |  |  | UPS_kVA=1;
21329 | D50 ELECTRICAL | D5090 OTHER ELECTRICAL SERVICES | D509002 EMERGENCY LIGHTING & POWER | Uninteruptible Power Supply | EA |  |  | UPS_kVA=0.5;
21330 | D50 ELECTRICAL | D5090 OTHER ELECTRICAL SERVICES | D509002 EMERGENCY LIGHTING & POWER | Uninteruptible Power Supply | EA |  |  | UPS_kVA=0.35;
21331 | D50 ELECTRICAL | D5090 OTHER ELECTRICAL SERVICES | D509002 EMERGENCY LIGHTING & POWER | Uninteruptible Power Supply | EA |  |  | UPS_kVA=2;
21332 | D50 ELECTRICAL | D5090 OTHER ELECTRICAL SERVICES | D509002 EMERGENCY LIGHTING & POWER | Uninteruptible Power Supply | EA |  |  | UPS_kVA=1.5;
21613 | D50 ELECTRICAL | D5090 OTHER ELECTRICAL SERVICES | D509002 EMERGENCY LIGHTING & POWER | Uninteruptible Power Supply | EA
21612 | D50 ELECTRICAL | D5090 OTHER ELECTRICAL SERVICES | D509003 GROUNDING SYSTEMS | Grounding System | EA
42273 | D50 ELECTRICAL | D5090 OTHER ELECTRICAL SERVICES | D509003 GROUNDING SYSTEMS | Grounding System | SF
43273 | D50 ELECTRICAL | D5090 OTHER ELECTRICAL SERVICES | D509003 GROUNDING SYSTEMS | Grounding System | SF
21611 | D50 ELECTRICAL | D5090 OTHER ELECTRICAL SERVICES | D509004 LIGHTNING PROTECTION | Lightning Protection System | EA
42274 | D50 ELECTRICAL | D5090 OTHER ELECTRICAL SERVICES | D509004 LIGHTNING PROTECTION | Lightning Protection System | SF
43274 | D50 ELECTRICAL | D5090 OTHER ELECTRICAL SERVICES | D509004 LIGHTNING PROTECTION | Lightning Protection System | SF
41275 | D50 ELECTRICAL | D5090 OTHER ELECTRICAL SERVICES | D509005 ELECTRIC HEATING | Heat Generation System | SF | HeatSystem_Type=Electric Heat;
42275 | D50 ELECTRICAL | D5090 OTHER ELECTRICAL SERVICES | D509005 ELECTRIC HEATING | Heat Generation System | SF | HeatSystem_Type=Electric Heat;
43275 | D50 ELECTRICAL | D5090 OTHER ELECTRICAL SERVICES | D509005 ELECTRIC HEATING | Heat Generation System | SF | HeatSystem_Type=Electric Heat;
41276 | D50 ELECTRICAL | D5090 OTHER ELECTRICAL SERVICES | D509006 ENERGY MANAGEMENT CONTROL SYSTEM | Energy Management Control System | SF
42276 | D50 ELECTRICAL | D5090 OTHER ELECTRICAL SERVICES | D509006 ENERGY MANAGEMENT CONTROL SYSTEM | Energy Management Control System | SF
43276 | D50 ELECTRICAL | D5090 OTHER ELECTRICAL SERVICES | D509006 ENERGY MANAGEMENT CONTROL SYSTEM | Energy Management Control System | SF
30120 | E10 EQUIPMENT | E1010 COMMERCIAL EQUIPMENT | E101005 SECURITY & VAULT EQUIPMENT | Vault | EA
30121 | E10 EQUIPMENT | E1020 INSTITUTIONAL EQUIPMENT | E102001 MISCELLANEOUS COMMON FIXED & MOVEABLE EQUIPMENT | Vacuum System | EA
60073 | E10 EQUIPMENT | E1020 INSTITUTIONAL EQUIPMENT | E102002 MEDICAL EQUIPMENT | Air Dryer | EA | AirDryer_Type=Lab |  | CFM=10-50
60072 | E10 EQUIPMENT | E1020 INSTITUTIONAL EQUIPMENT | E102002 MEDICAL EQUIPMENT | Built-in Refrigerator | EA | Refrig_Type=Walk In
60060 | E10 EQUIPMENT | E1020 INSTITUTIONAL EQUIPMENT | E102002 MEDICAL EQUIPMENT | Distiller | EA | Distiller_Type=water, steam heated 50 GAL
60204 | E10 EQUIPMENT | E1020 INSTITUTIONAL EQUIPMENT | E102002 MEDICAL EQUIPMENT | Medical Gas Equipment | EA | MedGasEquip_Type=Supply Station - 10 bottle
60059 | E10 EQUIPMENT | E1020 INSTITUTIONAL EQUIPMENT | E102002 MEDICAL EQUIPMENT | Medical Gas Equipment | EA | MedGasEquip_Type=Zone Valve with box - up to 2"
60058 | E10 EQUIPMENT | E1020 INSTITUTIONAL EQUIPMENT | E102002 MEDICAL EQUIPMENT | Medical Gas Equipment | EA | MedGasEquipment_Type=Supply Station - 5 bottle
60056 | E10 EQUIPMENT | E1020 INSTITUTIONAL EQUIPMENT | E102002 MEDICAL EQUIPMENT | Special Medical Equipment | EA | MedEquip_Type=X-ray Light Box (3 banks)
60057 | E10 EQUIPMENT | E1020 INSTITUTIONAL EQUIPMENT | E102002 MEDICAL EQUIPMENT | Specialty Tank | EA | SpecialTank_Type=Separator |  | Tank_Gal=55
60093 | E10 EQUIPMENT | E1020 INSTITUTIONAL EQUIPMENT | E102002 MEDICAL EQUIPMENT | Specialty Tank | EA | Tank_Material=Steel |  | Tank_Gal=19
60094 | E10 EQUIPMENT | E1020 INSTITUTIONAL EQUIPMENT | E102002 MEDICAL EQUIPMENT | Specialty Tank | EA | Tank_Material=Steel |  | Tank_Gal=31
60095 | E10 EQUIPMENT | E1020 INSTITUTIONAL EQUIPMENT | E102002 MEDICAL EQUIPMENT | Specialty Tank | EA | Tank_Material=Steel |  | Tank_Gal=61
60096 | E10 EQUIPMENT | E1020 INSTITUTIONAL EQUIPMENT | E102002 MEDICAL EQUIPMENT | Specialty Tank | EA | Tank_Material=Steel |  | Tank_Gal=79
60097 | E10 EQUIPMENT | E1020 INSTITUTIONAL EQUIPMENT | E102002 MEDICAL EQUIPMENT | Specialty Tank | EA | Tank_Material=Steel |  | Tank_Gal=119
60098 | E10 EQUIPMENT | E1020 INSTITUTIONAL EQUIPMENT | E102002 MEDICAL EQUIPMENT | Specialty Tank | EA | Tank_Material=Steel |  | Tank_Gal=158
60099 | E10 EQUIPMENT | E1020 INSTITUTIONAL EQUIPMENT | E102002 MEDICAL EQUIPMENT | Specialty Tank | EA | Tank_Material=Steel |  | Tank_Gal=211
60100 | E10 EQUIPMENT | E1020 INSTITUTIONAL EQUIPMENT | E102002 MEDICAL EQUIPMENT | Specialty Tank | EA | Tank_Material=Steel |  | Tank_Gal=317
60101 | E10 EQUIPMENT | E1020 INSTITUTIONAL EQUIPMENT | E102002 MEDICAL EQUIPMENT | Specialty Tank | EA | Tank_Material=Steel |  | Tank_Gal=422
60102 | E10 EQUIPMENT | E1020 INSTITUTIONAL EQUIPMENT | E102002 MEDICAL EQUIPMENT | Specialty Tank | EA | Tank_Material=Steel |  | Tank_Gal=528
60065 | E10 EQUIPMENT | E1020 INSTITUTIONAL EQUIPMENT | E102002 MEDICAL EQUIPMENT | Steam Generator | EA |  |  | Size=Minimum
60066 | E10 EQUIPMENT | E1020 INSTITUTIONAL EQUIPMENT | E102002 MEDICAL EQUIPMENT | Steam Generator | EA |  |  | Size=Maximum
60067 | E10 EQUIPMENT | E1020 INSTITUTIONAL EQUIPMENT | E102002 MEDICAL EQUIPMENT | Sterilizer | EA | Sterilizer_Type=Bed Pan Washer
60062 | E10 EQUIPMENT | E1020 INSTITUTIONAL EQUIPMENT | E102002 MEDICAL EQUIPMENT | Sterilizer | EA | Sterilizer_Type=floor loading, double door steam
60061 | E10 EQUIPMENT | E1020 INSTITUTIONAL EQUIPMENT | E102002 MEDICAL EQUIPMENT | Sterilizer | EA | Sterilizer_Type=floor loading, single door steam
60063 | E10 EQUIPMENT | E1020 INSTITUTIONAL EQUIPMENT | E102002 MEDICAL EQUIPMENT | Sterilizer | EA | Sterilizer_Type=general purpose, single door
60064 | E10 EQUIPMENT | E1020 INSTITUTIONAL EQUIPMENT | E102002 MEDICAL EQUIPMENT | Sterilizer | EA | Sterilizer_Type=Manual washer
60070 | E10 EQUIPMENT | E1020 INSTITUTIONAL EQUIPMENT | E102002 MEDICAL EQUIPMENT | Sterilizer | EA | Sterilizer_Type=Utensil washer
60206 | E10 EQUIPMENT | E1020 INSTITUTIONAL EQUIPMENT | E102002 MEDICAL EQUIPMENT | Surgical Lights | EA | SurgicalLight_Type=doctors office, dual arm
60205 | E10 EQUIPMENT | E1020 INSTITUTIONAL EQUIPMENT | E102002 MEDICAL EQUIPMENT | Surgical Lights | EA | SurgicalLight_Type=doctors office, single arm
60207 | E10 EQUIPMENT | E1020 INSTITUTIONAL EQUIPMENT | E102002 MEDICAL EQUIPMENT | Surgical Lights | EA | SurgicalLight_Type=operating room, dual head |  | Size=Minimum
60208 | E10 EQUIPMENT | E1020 INSTITUTIONAL EQUIPMENT | E102002 MEDICAL EQUIPMENT | Surgical Lights | EA | SurgicalLight_Type=operating room, dual head |  | Size=Maximum
60055 | E10 EQUIPMENT | E1020 INSTITUTIONAL EQUIPMENT | E102002 MEDICAL EQUIPMENT | Surgical Scrub Station | EA | SSStation_Type=stainless steel single |  | Size=Maximum
60071 | E10 EQUIPMENT | E1020 INSTITUTIONAL EQUIPMENT | E102002 MEDICAL EQUIPMENT | Surgical Scrub Station | EA | SSStation_Type=stainless steel single |  | Size=Minimum
60074 | E10 EQUIPMENT | E1020 INSTITUTIONAL EQUIPMENT | E102003 LABORATORY EQUIPMENT | Air Dryer | EA | AirDryer_Type=Lab |  | CFM=51-100
60086 | E10 EQUIPMENT | E1020 INSTITUTIONAL EQUIPMENT | E102003 LABORATORY EQUIPMENT | Built-in Refrigerator | EA | Refrig_Type=Morgue |  | Capcity=2 person
60087 | E10 EQUIPMENT | E1020 INSTITUTIONAL EQUIPMENT | E102003 LABORATORY EQUIPMENT | Built-in Refrigerator | EA | Refrig_Type=Morgue |  | Capcity=6 person
60085 | E10 EQUIPMENT | E1020 INSTITUTIONAL EQUIPMENT | E102003 LABORATORY EQUIPMENT | Built-in Refrigerator | SF | Refrig_Type=Walk In
60075 | E10 EQUIPMENT | E1020 INSTITUTIONAL EQUIPMENT | E102003 LABORATORY EQUIPMENT | Specialty Tank | EA | Tank_Material=Steel |  | Tank_Gal=19
60076 | E10 EQUIPMENT | E1020 INSTITUTIONAL EQUIPMENT | E102003 LABORATORY EQUIPMENT | Specialty Tank | EA | Tank_Material=Steel |  | Tank_Gal=31
60077 | E10 EQUIPMENT | E1020 INSTITUTIONAL EQUIPMENT | E102003 LABORATORY EQUIPMENT | Specialty Tank | EA | Tank_Material=Steel |  | Tank_Gal=61
60078 | E10 EQUIPMENT | E1020 INSTITUTIONAL EQUIPMENT | E102003 LABORATORY EQUIPMENT | Specialty Tank | EA | Tank_Material=Steel |  | Tank_Gal=79
60079 | E10 EQUIPMENT | E1020 INSTITUTIONAL EQUIPMENT | E102003 LABORATORY EQUIPMENT | Specialty Tank | EA | Tank_Material=Steel |  | Tank_Gal=119
60080 | E10 EQUIPMENT | E1020 INSTITUTIONAL EQUIPMENT | E102003 LABORATORY EQUIPMENT | Specialty Tank | EA | Tank_Material=Steel |  | Tank_Gal=158
60081 | E10 EQUIPMENT | E1020 INSTITUTIONAL EQUIPMENT | E102003 LABORATORY EQUIPMENT | Specialty Tank | EA | Tank_Material=Steel |  | Tank_Gal=211
60082 | E10 EQUIPMENT | E1020 INSTITUTIONAL EQUIPMENT | E102003 LABORATORY EQUIPMENT | Specialty Tank | EA | Tank_Material=Steel |  | Tank_Gal=317
60083 | E10 EQUIPMENT | E1020 INSTITUTIONAL EQUIPMENT | E102003 LABORATORY EQUIPMENT | Specialty Tank | EA | Tank_Material=Steel |  | Tank_Gal=422
60084 | E10 EQUIPMENT | E1020 INSTITUTIONAL EQUIPMENT | E102003 LABORATORY EQUIPMENT | Specialty Tank | EA | Tank_Material=Steel |  | Tank_Gal=528
60068 | E10 EQUIPMENT | E1020 INSTITUTIONAL EQUIPMENT | E102004 MORTUARY EQUIPMENT | Sterilizer | EA | Sterilizer_Type=Glassware, under counter |  | Size=Minimum
60069 | E10 EQUIPMENT | E1020 INSTITUTIONAL EQUIPMENT | E102004 MORTUARY EQUIPMENT | Sterilizer | EA | Sterilizer_Type=Glassware, under counter |  | Size=Maximum
60088 | E10 EQUIPMENT | E1020 INSTITUTIONAL EQUIPMENT | E102008 INSTRUMENTAL EQUIPMENT | Medical Gas Equipment | EA | MedGasEquip_Type=Alarm/Monitor Panel
60089 | E10 EQUIPMENT | E1020 INSTITUTIONAL EQUIPMENT | E102008 INSTRUMENTAL EQUIPMENT | Medical Gas Equipment | EA | MedGasEquip_Type=Monitor/Alarm
21346 | E10 EQUIPMENT | E1030 VEHICULAR EQUIPMENT | E103002 LOADING DOCK EQUIPMENT | Dock Leveler | EA | DockLeveler_Type=Hydraulic; |  | DockLeveler_TON=10;
21345 | E10 EQUIPMENT | E1030 VEHICULAR EQUIPMENT | E103002 LOADING DOCK EQUIPMENT | Lift | EA | Lift_Use=Dock;
21342 | E10 EQUIPMENT | E1030 VEHICULAR EQUIPMENT | E103004 AUTOMOTIVE SHOP EQUIPMENT | Air Compressor | EA | AirCompressor_Use=Automotive; | AirCompressor_Type=Electric; | AirCompressor_HP=5;
21343 | E10 EQUIPMENT | E1030 VEHICULAR EQUIPMENT | E103004 AUTOMOTIVE SHOP EQUIPMENT | Air Compressor | EA | AirCompressor_Use=Automotive; | AirCompressor_Type=Electric; | AirCompressor_HP=1.5;
21344 | E10 EQUIPMENT | E1030 VEHICULAR EQUIPMENT | E103004 AUTOMOTIVE SHOP EQUIPMENT | Dispenser | EA | Dispenser_Type=Product Dispenser;
21340 | E10 EQUIPMENT | E1030 VEHICULAR EQUIPMENT | E103004 AUTOMOTIVE SHOP EQUIPMENT | Dispenser | EA | Dispenser_Type=Vehicle Lube;
21333 | E10 EQUIPMENT | E1030 VEHICULAR EQUIPMENT | E103004 AUTOMOTIVE SHOP EQUIPMENT | Hoist | EA
21341 | E10 EQUIPMENT | E1030 VEHICULAR EQUIPMENT | E103004 AUTOMOTIVE SHOP EQUIPMENT | Hoist | EA
20144 | E10 EQUIPMENT | E1030 VEHICULAR EQUIPMENT | E103004 AUTOMOTIVE SHOP EQUIPMENT | Vehicle Lift | EA | VehicleLift_Type=2 Post; |  | VehicleLift_lbs=30000;
20151 | E10 EQUIPMENT | E1030 VEHICULAR EQUIPMENT | E103004 AUTOMOTIVE SHOP EQUIPMENT | Vehicle Lift | EA | VehicleLift_Type=2 Post; |  | VehicleLift_lbs=9000;
20152 | E10 EQUIPMENT | E1030 VEHICULAR EQUIPMENT | E103004 AUTOMOTIVE SHOP EQUIPMENT | Vehicle Lift | EA | VehicleLift_Type=2 Post; |  | VehicleLift_lbs=6000;
20156 | E10 EQUIPMENT | E1030 VEHICULAR EQUIPMENT | E103004 AUTOMOTIVE SHOP EQUIPMENT | Vehicle Lift | EA | VehicleLift_Type=2 Post; |  | VehicleLift_lbs=15000;
20148 | E10 EQUIPMENT | E1030 VEHICULAR EQUIPMENT | E103004 AUTOMOTIVE SHOP EQUIPMENT | Vehicle Lift | EA | VehicleLift_Type=4 Post; |  | VehicleLift_lbs=75000;
20149 | E10 EQUIPMENT | E1030 VEHICULAR EQUIPMENT | E103004 AUTOMOTIVE SHOP EQUIPMENT | Vehicle Lift | EA | VehicleLift_Type=4 Post; |  | VehicleLift_lbs=50000;
20150 | E10 EQUIPMENT | E1030 VEHICULAR EQUIPMENT | E103004 AUTOMOTIVE SHOP EQUIPMENT | Vehicle Lift | EA | VehicleLift_Type=4 Post; |  | VehicleLift_lbs=25000;
20157 | E10 EQUIPMENT | E1030 VEHICULAR EQUIPMENT | E103004 AUTOMOTIVE SHOP EQUIPMENT | Vehicle Lift | EA | VehicleLift_Type=4 Post; |  | VehicleLift_lbs=35000;
21334 | E10 EQUIPMENT | E1030 VEHICULAR EQUIPMENT | E103004 AUTOMOTIVE SHOP EQUIPMENT | Vehicle Scale | EA
21335 | E10 EQUIPMENT | E1030 VEHICULAR EQUIPMENT | E103004 AUTOMOTIVE SHOP EQUIPMENT | Vehicle Scale | EA
21336 | E10 EQUIPMENT | E1030 VEHICULAR EQUIPMENT | E103004 AUTOMOTIVE SHOP EQUIPMENT | Vehicle Scale | EA |  |  | VehicleScale_TON=60;
21337 | E10 EQUIPMENT | E1030 VEHICULAR EQUIPMENT | E103004 AUTOMOTIVE SHOP EQUIPMENT | Vehicle Scale | EA |  |  | VehicleScale_TON=20;
21338 | E10 EQUIPMENT | E1030 VEHICULAR EQUIPMENT | E103004 AUTOMOTIVE SHOP EQUIPMENT | Vehicle Scale | EA |  |  | VehicleScale_TON=10;
21339 | E10 EQUIPMENT | E1030 VEHICULAR EQUIPMENT | E103004 AUTOMOTIVE SHOP EQUIPMENT | Vehicle Scale | EA |  |  | VehicleScale_TON=5;
30123 | E20 FURNISHINGS | E2010 FIXED FURNISHINGS | E201003 SEATING (FIXED) | Seating | EA | Seating_Type=Auditorium Seating;
30124 | E20 FURNISHINGS | E2010 FIXED FURNISHINGS | E201003 SEATING (FIXED) | Seating | EA | Seating_Type=Bleachers;
30125 | E20 FURNISHINGS | E2010 FIXED FURNISHINGS | E201003 SEATING (FIXED) | Seating | EA | Seating_Type=Classroom Seating;
30122 | E20 FURNISHINGS | E2010 FIXED FURNISHINGS | E201003 SEATING (FIXED) | Seating | EA | Seating_Type=General;
42313 | E20 FURNISHINGS | E2010 FIXED FURNISHINGS | E201003 SEATING (FIXED) | Seating | EA | Seating_Type=Other;
43313 | E20 FURNISHINGS | E2010 FIXED FURNISHINGS | E201003 SEATING (FIXED) | Seating | EA | Seating_Type=Unknown;
60090 | F10 SPECIAL CONSTRUCTION | F1020 INTEGRATED CONSTRUCTION | F102001 SPECIAL PURPOSE ROOMS | Audiometric Rooms | SF |  |  | SF<500
60091 | F10 SPECIAL CONSTRUCTION | F1020 INTEGRATED CONSTRUCTION | F102001 SPECIAL PURPOSE ROOMS | Audiometric Rooms | SF |  |  | SF>500
30127 | F10 SPECIAL CONSTRUCTION | F1020 INTEGRATED CONSTRUCTION | F102001 SPECIAL PURPOSE ROOMS | Integrated Room | EA | Room_Type=Cold Storage;
41327 | F10 SPECIAL CONSTRUCTION | F1020 INTEGRATED CONSTRUCTION | F102001 SPECIAL PURPOSE ROOMS | Integrated Room | SF | Room_Type=General;
42327 | F10 SPECIAL CONSTRUCTION | F1020 INTEGRATED CONSTRUCTION | F102001 SPECIAL PURPOSE ROOMS | Integrated Room | SF | Room_Type=Other;
30129 | F10 SPECIAL CONSTRUCTION | F1020 INTEGRATED CONSTRUCTION | F102001 SPECIAL PURPOSE ROOMS | Integrated Room | EA | Room_Type=Prison Cell;
30128 | F10 SPECIAL CONSTRUCTION | F1020 INTEGRATED CONSTRUCTION | F102001 SPECIAL PURPOSE ROOMS | Integrated Room | EA | Room_Type=Sauna Room;
43327 | F10 SPECIAL CONSTRUCTION | F1020 INTEGRATED CONSTRUCTION | F102001 SPECIAL PURPOSE ROOMS | Integrated Room | SF | Room_Type=Unknown;
30126 | F10 SPECIAL CONSTRUCTION | F1020 INTEGRATED CONSTRUCTION | F102002 INTEGRATED ASSEMBLIES | Integrated Room | EA | Room_Type=Vehicle Inspection Pit;
30133 | G20 SITE IMPROVEMENTS | G2020 PARKING LOTS | G202003 PAVED SURFACES | Parking Surface | SF | ParkingSurface_Material=Aggregate;
30132 | G20 SITE IMPROVEMENTS | G2020 PARKING LOTS | G202003 PAVED SURFACES | Parking Surface | SF | ParkingSurface_Material=Asphalt;
30131 | G20 SITE IMPROVEMENTS | G2020 PARKING LOTS | G202003 PAVED SURFACES | Parking Surface | SF | ParkingSurface_Material=Concrete;
30130 | G20 SITE IMPROVEMENTS | G2020 PARKING LOTS | G202003 PAVED SURFACES | Parking Surface | SF | ParkingSurface_Material=General;
42400 | G20 SITE IMPROVEMENTS | G2020 PARKING LOTS | G202003 PAVED SURFACES | Parking Surface | SY | ParkingSurface_Material=Other;
43400 | G20 SITE IMPROVEMENTS | G2020 PARKING LOTS | G202003 PAVED SURFACES | Parking Surface | SY | ParkingSurface_Material=Unknown;
30137 | G20 SITE IMPROVEMENTS | G2030 PEDESTRIAN PAVING | G203003 PAVED SURFACES | Pedestrian Surface | SF | PedestrianSurface_Material=Asphalt;
30136 | G20 SITE IMPROVEMENTS | G2030 PEDESTRIAN PAVING | G203003 PAVED SURFACES | Pedestrian Surface | SF | PedestrianSurface_Material=Concrete;
30135 | G20 SITE IMPROVEMENTS | G2030 PEDESTRIAN PAVING | G203003 PAVED SURFACES | Pedestrian Surface | SF | PedestrianSurface_Material=General;
30138 | G20 SITE IMPROVEMENTS | G2030 PEDESTRIAN PAVING | G203003 PAVED SURFACES | Pedestrian Surface | SF | PedestrianSurface_Material=Masonry;
42408 | G20 SITE IMPROVEMENTS | G2030 PEDESTRIAN PAVING | G203003 PAVED SURFACES | Pedestrian Surface | SY | PedestrianSurface_Material=Other;
43408 | G20 SITE IMPROVEMENTS | G2030 PEDESTRIAN PAVING | G203003 PAVED SURFACES | Pedestrian Surface | SY | PedestrianSurface_Material=Unknown;
30139 | G20 SITE IMPROVEMENTS | G2030 PEDESTRIAN PAVING | G203003 PAVED SURFACES | Pedestrian Surface | SF | PedestrianSurface_Material=Unpaved;
30134 | G20 SITE IMPROVEMENTS | G2030 PEDESTRIAN PAVING | G203004 GUARDRAILS & BARRIERS | Bollard | EA
30140 | G20 SITE IMPROVEMENTS | G2030 PEDESTRIAN PAVING | G203090 OTHER WALKS, STEPS & TERRACES | Pedestrian Surface | SF
30141 | G20 SITE IMPROVEMENTS | G2030 PEDESTRIAN PAVING | G203090 OTHER WALKS, STEPS & TERRACES | Pedestrian Surface | SF | PedestrianSurface_Material=Concrete;
41411 | G20 SITE IMPROVEMENTS | G2030 PEDESTRIAN PAVING | G203090 OTHER WALKS, STEPS & TERRACES | Pedestrian Surface | EA | PedestrianSurface_Material=General;
30142 | G20 SITE IMPROVEMENTS | G2030 PEDESTRIAN PAVING | G203090 OTHER WALKS, STEPS & TERRACES | Pedestrian Surface | SF | PedestrianSurface_Material=Masonry;
42411 | G20 SITE IMPROVEMENTS | G2030 PEDESTRIAN PAVING | G203090 OTHER WALKS, STEPS & TERRACES | Pedestrian Surface | EA | PedestrianSurface_Material=Other;
43411 | G20 SITE IMPROVEMENTS | G2030 PEDESTRIAN PAVING | G203090 OTHER WALKS, STEPS & TERRACES | Pedestrian Surface | EA | PedestrianSurface_Material=Unknown;
30143 | G20 SITE IMPROVEMENTS | G2040 SITE DEVELOPMENT | G204001 FENCING & GATES | Exterior Fencing | LF
30144 | G20 SITE IMPROVEMENTS | G2040 SITE DEVELOPMENT | G204001 FENCING & GATES | Exterior Fencing | LF | ExteriorFencing_Material=Concrete;
30145 | G20 SITE IMPROVEMENTS | G2040 SITE DEVELOPMENT | G204001 FENCING & GATES | Exterior Fencing | LF | ExteriorFencing_Material=Masonry;
30146 | G20 SITE IMPROVEMENTS | G2040 SITE DEVELOPMENT | G204001 FENCING & GATES | Exterior Fencing | LF | ExteriorFencing_Material=Metal;
30147 | G20 SITE IMPROVEMENTS | G2040 SITE DEVELOPMENT | G204001 FENCING & GATES | Exterior Fencing | LF | ExteriorFencing_Material=Wood;
30153 | G20 SITE IMPROVEMENTS | G2040 SITE DEVELOPMENT | G204001 FENCING & GATES | Gate | EA
41412 | G20 SITE IMPROVEMENTS | G2040 SITE DEVELOPMENT | G204001 FENCING & GATES | Gate | LF | Gate_Material=General;
30155 | G20 SITE IMPROVEMENTS | G2040 SITE DEVELOPMENT | G204001 FENCING & GATES | Gate | EA | Gate_Material=Metal;
42412 | G20 SITE IMPROVEMENTS | G2040 SITE DEVELOPMENT | G204001 FENCING & GATES | Gate | LF | Gate_Material=Other;
43412 | G20 SITE IMPROVEMENTS | G2040 SITE DEVELOPMENT | G204001 FENCING & GATES | Gate | LF | Gate_Material=Unknown;
30154 | G20 SITE IMPROVEMENTS | G2040 SITE DEVELOPMENT | G204001 FENCING & GATES | Gate | EA | Gate_Material=Wood;
30151 | G20 SITE IMPROVEMENTS | G2040 SITE DEVELOPMENT | G204002 RETAINING WALLS AND FREESTANDING WALLS | Retaining Wall | SF
30149 | G20 SITE IMPROVEMENTS | G2040 SITE DEVELOPMENT | G204002 RETAINING WALLS AND FREESTANDING WALLS | Retaining Wall | SF | RetainWall_Material=Concrete;
30148 | G20 SITE IMPROVEMENTS | G2040 SITE DEVELOPMENT | G204002 RETAINING WALLS AND FREESTANDING WALLS | Retaining Wall | SF | RetainWall_Material=General;
30150 | G20 SITE IMPROVEMENTS | G2040 SITE DEVELOPMENT | G204002 RETAINING WALLS AND FREESTANDING WALLS | Retaining Wall | SF | RetainWall_Material=Masonry;
30152 | G20 SITE IMPROVEMENTS | G2040 SITE DEVELOPMENT | G204002 RETAINING WALLS AND FREESTANDING WALLS | Retaining Wall | SF | RetainWall_Material=Metal;
42413 | G20 SITE IMPROVEMENTS | G2040 SITE DEVELOPMENT | G204002 RETAINING WALLS AND FREESTANDING WALLS | Retaining Wall | SY | RetainWall_Material=Other;
43413 | G20 SITE IMPROVEMENTS | G2040 SITE DEVELOPMENT | G204002 RETAINING WALLS AND FREESTANDING WALLS | Retaining Wall | SY | RetainWall_Material=Unknown;
44219 | G20 SITE IMPROVEMENTS | G2040 SITE DEVELOPMENT | G204007 PLAYING FIELDS | Athletic Field | SF | Field_Type=Rubberized Play Surface